## About
BDESC - BAU Distributed Electricity Source Capacity (MW) | New Jersey | 2026-09-09
State code (derived): | NJ
Census division (derived): | Middle Atlantic
Methodology (see docs/methodology/BDESC.md). All math is done in-workbook on Calcs:
1. Anchor: EIA Form 861M net-metered PV capacity (AC, MW) by sector, summed across
utilities for the active state at the latest reported month (SUMIFS on EIA_861M_PV_capacity).
2. Building-type split: commercial = Commercial + Industrial; residential split urban/rural
by the Decennial 2020 urban population share (Census_urban_rural).
3. Growth: anchor x AEO 2026 NATIONAL own-use generation ratio (year / 2025) — Table 4 for
residential, Table 5 for commercial; ratio = 1 through 2025 (the anchor level). AEO is
annual, so no interpolation. National by design: per-state shape sources (Cambium 2022,
Standard Scenarios 2024) mis-state observed state capacity; see the methodology doc.
4. Behind-the-meter data-center gas (added 2026-09-09, Calcs section 9): natural gas combined cycle =
btm_share (0.25, S&P Global 2026) x data-center load growth since 2025 (BDCL_mid_states) / the state
NGCC capacity factor (SYSHECF_NGCC_states, day-weighted), held flat after 2035. Sized as load served,
not nameplate, because the model generates BDESC gas at SYSHECF x capacity with no demand cap.
Scope: distributed SOLAR PV (steps 1-3) and BTM data-center GAS (step 4); other distributed sources are 0.
Type a state name into B1 to recalculate every tab. Sources fully cited on the Sources tab.
Per organizational guidance: an input for staff review; verify against primary sources.

## Sources
BDESC - full source citations
One block per external data source: what it provides, publisher, title, year, URL, the specific table used and which tab holds it verbatim, access date and handling, then the caveats. URLs are canonical data or landing pages - verify the exact deep link against the primary source before external publication. Outputs are inputs for staff review, not Energy Innovation positions.
ANCHOR - observed net-metered distributed PV capacity by state and sector
Publisher | U.S. Energy Information Administration
Title | Form EIA-861M, Monthly Electric Power Industry Report - Net Metering (file net_metering2024.xlsx, sheet Utility_Level-States)
Year | 2024
URL | https://www.eia.gov/electricity/data/eia861m/
Table / sheet used | Columns C state, G capacity type, H residential, I commercial, J industrial, at the latest reported month of the latest reported year. Embedded VERBATIM as tab EIA_861M_Net_Metering; summed across utilities by SUMIFS on Allocation cols B-D and Calcs section 2.
Accessed / handling | Accessed 2026-07 for the v2 rebuild; sheet pasted cell-for-cell with no reshaping.
Caveats and limits | Utilities report EITHER an AC row OR a DC row, never both - filtering to AC silently drops whole states (the v1 defect: UT read 13 MW against ~540 actual). Every read is therefore (AC as reported) + (DC x dc_to_ac_derate). Net metering is NOT the whole distributed fleet; the 2023 pair below lifts it onto EIA small-scale basis. Alabama reports no net-metered PV at all in 2024 (5 rows, blank Type, no capacity), which is why the anchor has a fallback.
GROSS-UP DENOMINATOR - net-metered PV in the same year as the non-net-metered numerator
Publisher | U.S. Energy Information Administration
Title | Form EIA-861, Annual Electric Power Industry Report - Net Metering (file Net_Metering_2023.xlsx in f861_2023.zip, sheet "States- Utility Level")
Year | 2023
URL | https://www.eia.gov/electricity/data/eia861/
Table / sheet used | Columns B state, F capacity type, G residential, H commercial, I industrial. Embedded VERBATIM as tab EIA_861_Net_Metering_2023; used in Allocation cols E-F.
Accessed / handling | Accessed 2026-07; sheet pasted cell-for-cell.
Caveats and limits | Annual form, one vintage behind the 861M anchor. It is used ONLY as the denominator of a ratio taken against the non-net-metered file of the same year, so the vintage gap cancels. Do not read levels from this tab.
GROSS-UP NUMERATOR - distributed PV that is not on a net-metering tariff
Publisher | U.S. Energy Information Administration
Title | Form EIA-861, Annual Electric Power Industry Report - Non-Net-Metering Distributed (file Non_Net_Metering_Distributed_2023.xlsx in f861_2023.zip, sheet "States_ Utility Level")
Year | 2023
URL | https://www.eia.gov/electricity/data/eia861/
Table / sheet used | Columns B state, J capacity type, K residential, L commercial, M industrial. Embedded VERBATIM as tab EIA_861_NonNM_Distributed_2023; used in Allocation cols G-H, and as the zero-net-metered anchor fallback in cols K-L.
Accessed / handling | Accessed 2026-07; sheet pasted cell-for-cell.
Caveats and limits | EIA small-scale total = net-metered + non-net-metered. The factor 1 + NNM/NM lifts the anchor onto that basis. Material almost only in Texas (about 2.9x residential, no statewide net metering); elsewhere 1.00-1.14. This file is also the whole Alabama anchor - 21 AL utilities appear here while the 861M net-metering file has none.
GROWTH - how fast distributed generation grows nationally, residential
Publisher | U.S. Energy Information Administration
Title | Annual Energy Outlook 2026, Table 4 Residential Sector Key Indicators and Consumption, Alternative Electricity and Transportation side case (electrnp)
Year | 2026
URL | https://www.eia.gov/outlooks/aeo/tables_side.php
Table / sheet used | Series RKI000:fa_OwnGeneration, On-site Generation for Own Use, national, quads, annual 2025-2050. Embedded VERBATIM as tab AEO_T4_national; the ratio to 2025 is built in Calcs section 6 and sizes the national envelope on Allocation section 2.
Accessed / handling | Accessed 2026-07-01 via the AEO data browser (aeotab4.xlsx), released April 2026.
Caveats and limits | NATIONAL ONLY, and deliberately so: AEO publishes own-generation only at national level (Tables 4 and 5 return "No Regional Tables"; the regional Table 2 carries no own-use series - verified against the EIA API 2026-08-07). Per-state shape sources were tested and rejected: Cambium 2022 and NREL Standard Scenarios 2024 both contradict observed state capacity. Since 2026-08-07 this series sets only the NATIONAL total; the split between states comes from the headroom allocation, not from this ratio.
GROWTH - how fast distributed generation grows nationally, commercial
Publisher | U.S. Energy Information Administration
Title | Annual Energy Outlook 2026, Table 5 Commercial Sector Key Indicators and Consumption, Alternative Electricity and Transportation side case (electrnp)
Year | 2026
URL | https://www.eia.gov/outlooks/aeo/tables_side.php
Table / sheet used | Series CKI000:ha_OwnGeneration, On-site Generation for Own Use, national, quads, annual 2025-2050. Embedded VERBATIM as tab AEO_T5_national.
Accessed / handling | Accessed 2026-07-01 via the AEO data browser (aeotab5.xlsx), released April 2026.
Caveats and limits | AEO commercial own-use includes some NON-PV distributed generation (CHP, fuel cells), so this growth rate is PV-dominated rather than PV-only. Confirm against the AEO Commercial Demand Module assumptions document before quoting it as a rooftop-PV growth rate.
CEILING - how much rooftop area each state physically has
Publisher | National Renewable Energy Laboratory
Title | Rooftop Solar Photovoltaic Technical Potential in the United States: A Detailed Assessment (Gagnon, Margolis, Melius, Phillips, Elmore), NREL/TP-6A20-65298
Year | 2016
URL | https://docs.nrel.gov/docs/fy16osti/65298.pdf
Table / sheet used | Table 6, all buildings, capacity potential GW-DC by state. Transcribed to sources/raw/nrel/rooftop_pv_technical_potential_2016_table6.csv and embedded as tab NREL_rooftop_potential; drives the ceilings in Allocation cols M-P.
Accessed / handling | Accessed 2026-08-03; transcription verified line by line against the PDF text.
Caveats and limits | A ROOF-AREA limit, not an economic one - it never binds on its own (California reaches only 47% of it). The economic ceiling is headroom_f x this, and headroom_f is calibrated on the CEC forecast below. LiDAR vintage 2006-2014 understates todays potential (building stock growth, higher module efficiency), which makes the ceiling conservative in the safe direction. DC-to-AC handled with the same dc_to_ac_derate used for the anchors.
CALIBRATION TARGET - the one external forecast headroom_f is fitted to
Publisher | California Energy Commission
Title | Demand Analysis Working Group (DAWG) behind-the-meter distributed generation forecast decks: "Behind-The-Meter Distributed Generation Forecast Updates" and "Hourly Behind-The-Meter Distributed Generation Forecast Results"
Year | 2024, 2025
URL | https://www.energy.ca.gov/data-reports/california-energy-planning-library/forecasts-and-system-planning
Table / sheet used | CAISO-region BTM PV nameplate 17,037 MW at September 2024, and September hour-13 average PV generation 11,045 MW (2024) rising to 17,100 MW (2040) in the 2025 IEPR mid case. Same month and hour, so the generation ratio scales with nameplate: implied 2040 capacity = 17,037 x 17,100/11,045 = 26,377 MW.
Accessed / handling | Accessed 2026-08-07 (decks dated 2024-12-23 and 2025-10-30). Figures read from the decks; NOT embedded as a tab - only the single derived target enters, via Keys headroom_f.
Caveats and limits | JUDGEMENT PARAMETER, and the weakest link in this workbook: headroom_f is fitted to ONE state and applied to all 48. Defensible because California is the saturation case that sets the curve shape and no other state has a usable independent BTM forecast - NOT defensible as a claim about any individual other state. The CEC series also covers ALL behind-the-meter DG, not PV alone, so treat it as an upper bound. Re-verify against the current IEPR before any external use.
SPLIT - dividing residential rooftop between urban and rural building types
Publisher | U.S. Census Bureau
Title | 2020 Decennial Census, state urban and rural population
Year | 2020
URL | https://www.census.gov/programs-surveys/decennial-census/decade/2020.html
Table / sheet used | Column F, 2020 percent urban population. Embedded VERBATIM as tab Census_2020_Urban_Rural; applied in Calcs section 3.
Accessed / handling | Accessed 2026-06; sheet pasted cell-for-cell.
Caveats and limits | A POPULATION share used as a proxy for where rooftop PV sits. Rooftop adoption is not distributed exactly like population - rural detached housing is more PV-suitable per household - so this split is approximate and affects only how a state total is divided between the two residential tabs, never the state total itself.
BTM DATA-CENTER GAS - share of new data-center load served on site (Keys btm_share_of_new_dc_load)
Publisher | S&P Global Market Intelligence (451 Research) and S&P Global Energy
Title | The AI Revolution's Power Problem: Data Center Growth Meets Grid Reality (blog summarising the webinar "AI infrastructure growing pains: Ensuring energy resilience amid grid constraints and public demands")
Year | 2026 (29 June)
URL | https://www.spglobal.com/market-intelligence/en/news-insights/research/2026/06/ai-data-center-power-demand-grid-constraints-energy-resilience
Table / sheet used | Text only, no table: "S&P Global is tracking 134 projects with plans to co-locate power supply with data centers. Behind-the-meter resources, primarily gas-fired generation, are expected to meet approximately 25% of new data center demand by 2030." Also US data-center capacity 62,242 MW (Mar 2026) -> 151,734 MW (2030). Enters the workbook as the single Keys value; nothing to embed.
Accessed / handling | Read 2026-09-09 in a browser (the page returns 403 to scripted fetches). Applied to BDCL-mid load growth from 2025 in Calcs section 9.
Caveats and limits | A headline figure from a webinar summary; the underlying S&P Global Energy note is subscription-only. It is a share of capacity, applied here to annual energy. A national average applied to every state - not a claim about any one state (VA and IN checked 2026-09-09; see the methodology doc).
BTM DATA-CENTER GAS - corroboration of the share, and the technology mix of the on-site fleet
Publisher | Rabobank, RaboResearch (Amit Mathrani)
Title | The sprint: Data centers are building a parallel energy system in the US
Year | 2026 (6 May)
URL | https://www.rabobank.com/knowledge/d011524694-the-sprint-data-centers-are-building-a-parallel-energy-system-in-the-us
Table / sheet used | Text: >130 GW of co-located energy resources announced, >80% gas; "S&P Global Energy expects approximately 22GW to 32GW of on-site generation to be deployed by 2030, equal to roughly one-quarter of new data center capacity"; >20 GW in advanced development; Table 1 technology mix (engines 18.3 GW, heavy-duty turbines 27.2 GW, combined cycle 14.2 GW, fuel cells 0.8 GW). Not embedded - used as a check and for the row choice.
Accessed / handling | Read 2026-09-09. Independent check on the S&P share (22-32 GW nameplate against the ~33 GW nameplate-equivalent this method implies nationally in 2030 at 1.5x PUE and redundancy).
Caveats and limits | Secondary source for the S&P figure. Frames on-site gas as a bridge that may revert to backup once grid connections arrive; this workbook holds capacity flat after 2035 rather than retiring it.
BTM DATA-CENTER GAS - 2035 check and the permitted-project evidence behind the uniform share
Publisher | BloombergNEF; Environmental Integrity Project (EIP)
Title | BNEF US Data Center Capacity Outlook (July 2026) and "Six Things to Know" (Aug 2026); EIP "The Power Behind AI" (July 2026) and its project spreadsheet
Year | 2026
URL | https://environmentalintegrity.org/wp-content/uploads/2026/07/Spreadsheet-of-Data-Center-Power-Plants-for-EIP-Report.xlsx
Table / sheet used | BNEF (public summary): 48 GW of on-site gas needed by 2035 if grid-connection rates do not accelerate. EIP: 74 behind-the-meter gas plants >= 100 MW, 143 GW nameplate, ~28 GW with a final air permit or under construction (TX, WV, OH, PA, MS, UT); VA 215 MW pending, IN 2,300 MW draft. Not embedded.
Accessed / handling | Read 2026-09-09. Used only as checks: the 2035 national level this method implies (~31 GW modelled, ~47 GW nameplate-equivalent) sits just under BNEF on a lower load base; EIP geography follows gas basins, not load, which is why no state-specific share is used.
Caveats and limits | Announced pipelines are ~60% paper (Cleanview 2026). RAND RRA3845-1 (2025), cited in the eps-us workbook until 2026-09-09, is distributed SOLAR + STORAGE effective capacity for all customers with on-site gas out of scope; it is not a source for this row.
BTM DATA-CENTER GAS - load and capacity-factor inputs (tabs BDCL_mid_states, SYSHECF_NGCC_states)
Publisher | Energy Innovation state EPS input pipelines (this repo for BDCL; state-eps-code elec_timeslice_pipeline for SYSHECF and days per timeslice)
Title | Deployed per-state files: bldgs/BDCL/BDCL-mid.csv; elec/SYSHECF/SYSHECF-combined-cycle.csv; elec/SHELF/SHELF-days-per-timeslice.csv
Year | current state-eps-data content at build time (the tabs carry the paste date)
URL | state-eps-data (sibling repo)
Table / sheet used | Pasted verbatim as BDCL_mid_states (48 x 2024-2050, MWh) and SYSHECF_NGCC_states (288 rows: state x timeslice, Hour0..Hour23, days per timeslice). Calcs 9a/9b read them by position.
Accessed / handling | Stage 3 of _build_states_add_policies_bdesc.py re-pastes both tabs on every build; rerun the build after BDCL or SYSHECF change.
Caveats and limits | BDCL-mid is EPRI Powering Intelligence 2026 Medium through 2030 with decayed growth after. West Virginia is 0 there (EPRI Table 2 has no WV row), so WV gets no BTM gas despite ~5 GW of permitted plants; fix belongs in BDCL.

## Geography
state_fips | state_abbr | state_name | division_num | division_name
01 | AL | Alabama | 6 | East South Central
04 | AZ | Arizona | 9 | Mountain South
05 | AR | Arkansas | 7 | West South Central
06 | CA | California | 10 | Pacific
08 | CO | Colorado | 8 | Mountain North
09 | CT | Connecticut | 1 | New England
10 | DE | Delaware | 5 | South Atlantic
12 | FL | Florida | 5 | South Atlantic
13 | GA | Georgia | 5 | South Atlantic
16 | ID | Idaho | 8 | Mountain North
17 | IL | Illinois | 3 | East North Central
18 | IN | Indiana | 3 | East North Central
19 | IA | Iowa | 4 | West North Central
20 | KS | Kansas | 4 | West North Central
21 | KY | Kentucky | 6 | East South Central
22 | LA | Louisiana | 7 | West South Central
23 | ME | Maine | 1 | New England
24 | MD | Maryland | 5 | South Atlantic
25 | MA | Massachusetts | 1 | New England
26 | MI | Michigan | 3 | East North Central
27 | MN | Minnesota | 4 | West North Central
28 | MS | Mississippi | 6 | East South Central
29 | MO | Missouri | 4 | West North Central
30 | MT | Montana | 8 | Mountain North
31 | NE | Nebraska | 4 | West North Central
32 | NV | Nevada | 9 | Mountain South
33 | NH | New Hampshire | 1 | New England
34 | NJ | New Jersey | 2 | Middle Atlantic
35 | NM | New Mexico | 9 | Mountain South
36 | NY | New York | 2 | Middle Atlantic
37 | NC | North Carolina | 5 | South Atlantic
38 | ND | North Dakota | 4 | West North Central
39 | OH | Ohio | 3 | East North Central
40 | OK | Oklahoma | 7 | West South Central
41 | OR | Oregon | 10 | Pacific
42 | PA | Pennsylvania | 2 | Middle Atlantic
44 | RI | Rhode Island | 1 | New England
45 | SC | South Carolina | 5 | South Atlantic
46 | SD | South Dakota | 4 | West North Central
47 | TN | Tennessee | 6 | East South Central
48 | TX | Texas | 7 | West South Central
49 | UT | Utah | 8 | Mountain North
50 | VT | Vermont | 1 | New England
51 | VA | Virginia | 5 | South Atlantic
53 | WA | Washington | 10 | Pacific
54 | WV | West Virginia | 5 | South Atlantic
55 | WI | Wisconsin | 3 | East North Central
56 | WY | Wyoming | 8 | Mountain North

## Keys
category | key | value | description
anchor | ac_capacity_type | AC | EIA 861/861M utilities report PV capacity as EITHER an AC row OR a DC row. AC rows are used as-is.
anchor | dc_capacity_type | DC | DC-reporting utilities (dominant in UT/AZ/CO/NM/OR/TX and others) are INCLUDED, converted to AC via dc_to_ac_derate. v1 filtered to AC only, silently dropping DC reporters — the root cause of near-zero BDESC in those states (UT anchor 13 MW vs ~540 actual).
unit | dc_to_ac_derate | 0.833 | DC nameplate -> AC conversion = 1/ILR with inverter loading ratio ~1.2 (typical distributed-PV range 1.1-1.3; NREL). Tunable; VERIFY against a distributed-ILR source before external use.
unit | pct_to_fraction | 0.01 | Multiply a percent (0-100) to get a fraction (0-1)
source | solar_source_label | solar PV | EPS electricity-source row populated by this workbook
growth | t4_own_generation | RKI000:fa_OwnGeneration | AEO 2026 Table 4 (electrnp) series key: residential On-site Generation for Own Use, national quads. Growth source for the two residential BDESC tabs.
growth | t5_own_generation | CKI000:ha_OwnGeneration | AEO 2026 Table 5 (electrnp) series key: commercial On-site Generation for Own Use, national quads. Growth source for the commercial BDESC tab.
growth | aeo_base_year | 2025 | First AEO 2026 year. Growth ratio = OwnGen(y)/OwnGen(2025); years <= 2025 hold at 1, i.e. at the EIA-861M 2024 anchor level.
cap | gw_to_mw | 1000 | GW -> MW
screen | min_plausible_cf | 0.08 | Ground-mount screen. Where reported net-metered capacity implies an annual capacity factor BELOW this, that capacity cannot be behind-the-meter PV, and the sector is re-anchored from EIA small-scale GENERATION instead (see the Sources tab). Only Rhode Island trips it: implied commercial CF 0.020 against 0.121 for the next-lowest state (PA) and 0.12-0.36 for the rest, because RI puts >=1 MW ground-mount arrays on commercial net-metering tariffs while EIA books their output as utility-scale. Threshold sits in the 6x gap between RI and PA; it is data-driven, not a state list.
screen | hours_per_year | 8760 | Hours in a year, for capacity <-> generation
screen | gwh_to_mwh | 1000 | EIA small-scale generation is thousand MWh (= GWh) -> MWh
screen | dpv_period | 2024 | EIA small-scale generation vintage used by the screen
screen | dpv_sector_res | 8 | EIA sectorid for Residential
screen | dpv_sector_com | 96 | EIA sectorid for All Commercial
screen | dpv_sector_ind | 97 | EIA sectorid for All Industrial
cap | cap_fraction_of_potential | 1 | RETIRED as an active constraint 2026-08-07. The headroom allocation ceiling is headroom_f x technical potential, and allocated capacity can never exceed its own ceiling, so a separate technical-potential clip is provably redundant. Kept on Keys because the Calcs Section-3b CHECK still reports allocated total vs this fraction of potential; it no longer multiplies any output cell.
headroom | headroom_f | 0.3055 | Economic ceiling as a fraction of NREL rooftop TECHNICAL potential. The single free parameter of the headroom allocation. CALIBRATED so California hits the CEC-implied 2040 BTM PV capacity of 26,377 MW (all 48 states in the pool) (17,037 MW Sept-2024 nameplate x 17,100/11,045, the CEC September hour-13 generation ratio, which scales with nameplate). Sources: CEC DAWG BTM DG decks 2024-12-23 and 2025-10-30. Roof area is not the binding limit - economics is - so a pure technical ceiling never binds (CA reaches only 47% of it). JUDGEMENT PARAMETER: fitted to ONE state and applied to all 48. Defensible because CA is the saturation case that sets the curve shape and no other state has a usable independent BTM forecast; NOT defensible as a claim about any individual other state. See docs/methodology/BDESC-growth-revision-proposal.md.
headroom | ceiling_floor_margin | 1.0001 | A state ceiling may never sit below its own observed anchor, or the logistic weight would go negative. Ceiling = MAX(anchor x this, headroom_f x potential x sector share).
btm_gas | btm_share_of_new_dc_load | 0.25 | Share of NEW data-center load (growth since btm_base_year) served by behind-the-meter generation, primarily gas. S&P Global, "The AI Revolution's Power Problem" (29 Jun 2026): "Behind-the-meter resources, primarily gas-fired generation, are expected to meet approximately 25% of new data center demand by 2030", from 134 tracked co-located projects. Corroborated by Rabobank RaboResearch (6 May 2026) citing S&P Global Energy: 22-32 GW of on-site generation deployed by 2030 after permitting, equipment, fuel and phasing haircuts, "roughly one-quarter of new data center capacity". JUDGEMENT PARAMETER applied uniformly to all 48 states: the public project trackers cover only plants >= 100 MW and follow gas basins rather than load, so no state-specific factor is defensible. Known exposure: VA (gas-pipeline ceiling through 2030) and IN (utility-owned dedicated plants) - see the methodology doc.
btm_gas | btm_base_year | 2025 | Load growth is measured from this year (first model year). Data-center BTM gas operating before it is ~0 (Cleanview "Bypassing the Grid" 2026: ~2 GW operating nationally mid-2026).
btm_gas | btm_horizon_year | 2035 | Capacity is held flat after this year (decision R. Orvis 2026-09-09): the 2035 level lines up with BNEF July 2026 (48 GW of on-site gas needed by 2035 on a higher load base); beyond it there is no basis to project and turbine and interconnection backlogs are expected to have cleared. Units are kept, not retired.
btm_gas | btm_gas_source_label | natural gas combined cycle | EPS electricity-source row that carries the BTM gas capacity. Combined cycle rather than peaker because the model generates distributed capacity at that source's grid SYSHECF with no demand cap, and the peaker SYSHECF reflects grid dispatch (very low). The real fleet is mostly reciprocating engines and simple-cycle turbines (Rabobank 2026), so emissions per MWh are understated.
btm_gas | hours_per_day | 24 | Hours in a day, for the day-weighted capacity-factor mean
btm_gas | btm_check_tolerance | 1e-09 | CHECK rows in Calcs section 9 flag 1 when ¦modelled generation / load growth - btm_share¦ exceeds this

## EIA_861M_Net_Metering
Utility Level Data - States
Utility Characteristics | [5 empty] | Photovoltaic | [25 empty] | Battery | [29 empty] | Wind | [14 empty] | Other | [14 empty] | All Technologies
[6 empty] | Capacity MW | [5 empty] | Customers |  |  |  |  | Virtual Capacity (MW) |  |  |  |  | Virtual Customers |  |  |  |  | Energy Sold Back MWh |  |  |  |  | PV-Paired Battery Capacity (MW) |  |  |  |  | PV-Paired Installations |  |  |  |  | PV-Paired Energy Capacity (MWh) |  |  |  |  | Not PV-Paired Battery Capacity (MW) |  |  |  |  | Not PV-Paired Installations |  |  |  |  | Not PV-Paired Energy Capacity (MWh) |  |  |  |  | Capacity MW |  |  |  |  | Customers |  |  |  |  | Energy Sold Back MWh |  |  |  |  | Capacity MW |  |  |  |  | Customers |  |  |  |  | Energy Sold Back MWh |  |  |  |  | Capacity MW |  |  |  |  | Customers |  |  |  |  | Energy Sold Back MWh
Year | Month | State | Utility Number | Utility Name | Data Status | Type | Residential | Commercial | Industrial | Transportation | Total | Residential | Commercial | Industrial | Transportation | Total | Residential | Commercial | Industrial | Transportation | Total | Residential | Commercial | Industrial | Transportation | Total | Residential | Commercial | Industrial | Transportation | Total | Residential | Commercial | Industrial | Transportation | Total | Residential | Commercial | Industrial | Transportation | Total | Residential | Commercial | Industrial | Transportation | Total | Residential | Commercial | Industrial | Transportation | Total | Residential | Commercial | Industrial | Transportation | Total | Residential | Commercial | Industrial | Transportation | Total | Residential | Commercial | Industrial | Transportation | Total | Residential | Commercial | Industrial | Transportation | Total | Residential | Commercial | Industrial | Transportation | Total | Residential | Commercial | Industrial | Transportation | Total | Residential | Commercial | Industrial | Transportation | Total | Residential | Commercial | Industrial | Transportation | Total | Residential | Commercial | Industrial | Transportation | Total | Residential | Commercial | Industrial | Transportation | Total | Residential | Commercial | Industrial | Transportation | Total
2024 | 1 | AK | 219 | Alaska Power and Telephone Co | Preliminary | AC | 0.012 | 0.021 | . | . | 0.033 | 3 | 2 | . | . | 5 | . | . | . | . | 0 | . | . | . | . | 0 | . | . | . | . | 0 | . | . | . | . | 0 | . | . | . | . | 0 | . | . | . | . | 0 | . | . | . | . | 0 | . | . | . | . | 0 | . | . | . | . | 0 | . | . | . | . | 0 | . | . | . | . | 0 | . | . | . | . | 0 | 0.005 | . | . | . | 0.005 | 1 | . | . | . | 1 | . | . | . | . | 0 | 0.017 | 0.021 | NM | 0 | 0.038 | 4 | 2 | 0 | 0 | 6 | 0 | 0 | 0 | 0 | 0
2024 | 1 | AK | 3522 | Chugach Electric Assn Inc | Preliminary | AC | 4.052 | 0.675 | . | . | 4.727 | 830 | 63 | . | . | 893 | . | . | . | . | 0 | . | . | . | . | 0 | . | . | . | . | 0 | . | . | . | . | 0 | . | . | . | . | 0 | . | . | . | . | 0 | . | . | . | . | 0 | . | . | . | . | 0 | . | . | . | . | 0 | . | 0.01 | . | . | 0.01 | . | 4 | . | . | 4 | . | . | . | . | 0 | . | . | . | . | 0 | . | . | . | . | 0 | . | . | . | . | 0 | 4.052 | 0.685 | NM | 0 | 4.737 | 830 | 67 | 0 | 0 | 897 | 0 | 0 | 0 | 0 | 0
2024 | 1 | AK | 7353 | Golden Valley Elec Assn Inc | Preliminary | AC | 3.843 | 0.543 | 0.121 | 0 | 4.507 | 725 | 55 | 9 | 0 | 789 | . | . | . | . | 0 | . | . | . | . | 0 | 0.062 | 0.01 | 0 | 0 | 0.072 | . | . | . | . | 0 | . | . | . | . | 0 | . | . | . | . | 0 | . | . | . | . | 0 | . | . | . | . | 0 | . | . | . | . | 0 | 0.016 | 0.012 | 0 | 0 | 0.028 | 5 | 2 | 0 | 0 | 7 | 0 | 0 | 0 | 0 | 0 | . | . | . | . | 0 | . | . | . | . | 0 | . | . | . | . | 0 | 3.859 | 0.555 | 0.121 | 0 | 4.535 | 730 | 57 | 9 | 0 | 796 | 0.062 | 0.01 | 0 | 0 | 0.072
2024 | 1 | AK | 11824 | Matanuska Electric Assn Inc | Preliminary | AC | 2.621 | 0.406 | . | . | 3.027 | 409 | 33 | . | . | 442 | . | . | . | . | 0 | . | . | . | . | 0 | . | . | . | . | 0 | . | . | . | . | 0 | . | . | . | . | 0 | . | . | . | . | 0 | . | . | . | . | 0 | . | . | . | . | 0 | . | . | . | . | 0 | 0.064 | 0.016 | . | . | 0.08 | 20 | 3 | . | . | 23 | . | . | . | . | 0 | 0.048 | 0.004 | . | . | 0.052 | 7 | 1 | . | . | 8 | . | . | . | . | 0 | 2.733 | 0.426 | NM | 0 | 3.159 | 436 | 37 | 0 | 0 | 473 | 0 | 0 | 0 | 0 | 0
2024 | 1 | AK | 19558 | Homer Electric Assn Inc | Preliminary | DC | 2.759 | 0.85 | . | . | 3.609 | 485 | 51 | . | . | 536 | . | . | . | . | 0 | . | . | . | . | 0 | 3.159 | 2.585 | . | . | 5.744 | . | . | . | . | 0 | . | . | . | . | 0 | . | . | . | . | 0 | . | . | . | . | 0 | . | . | . | . | 0 | . | . | . | . | 0 | 0.103 | 0.014 | . | . | 0.117 | 31 | 3 | . | . | 34 | 0.368 | 0.154 | . | . | 0.522 | . | . | . | . | 0 | . | . | . | . | 0 | . | . | . | . | 0 | 2.862 | 0.864 | NM | 0 | 3.726 | 516 | 54 | 0 | 0 | 570 | 3.527 | 2.739 | 0 | 0 | 6.266
2024 | 1 | AK | 99999 | Adjustment 2024 | Preliminary |  | -0.45 | -0.058 | . | . | -0.508 | . | . | . | . | . | . | . | . | . | 0 | . | . | . | . | . | . | . | . | . | . | . | . | . | . | 0 | . | . | . | . | . | . | . | . | . | . | . | . | . | . | 0 | . | . | . | . | . | . | . | . | . | . | . | . | . | . | . | . | . | . | . | . | . | . | . | . | . | . | . | . | . | . | . | . | . | . | . | . | . | . | . | . | -0.45 | -0.058 | . | . | -0.508 | . | . | . | . | . | . | . | . | . | .
2024 | 1 | AL | 99999 | Adjustment 2024 | Preliminary |  | NM | NM | . | . | NM | . | . | . | . | . | . | . | . | . | . | . | . | . | . | . | . | . | . | . | . | . | . | . | . | . | . | . | . | . | . | . | . | . | . | . | . | . | . | . | . | . | . | . | . | . | . | . | . | . | . | . | . | . | . | . | . | . | . | . | . | . | . | . | . | . | . | . | . | . | . | . | . | . | . | . | . | . | . | . | . | NM | NM | . | . | NM | . | . | . | . | . | . | . | . | . | .
2024 | 1 | AR | 814 | Entergy Arkansas LLC | Preliminary | DC | 68.84 | 63.74 | 4.01 | 0 | 136.59 | 6500 | 259 | 35 | 0 | 6794 | . | . | . | . | 0 | . | . | . | . | 0 | . | . | . | . | 0 | 0 | 0 | 0 | 0 | 0 | 0 | 0 | 0 | 0 | 0 | 0 | 0 | 0 | 0 | 0 | 0 | 0 | 0 | 0 | 0 | 0 | 0 | 0 | 0 | 0 | 0 | 0 | 0 | 0 | 0 | 0.007 | 0.002 | 0.006 | 0 | 0.015 | 1 | 1 | 2 | 0 | 4 | . | . | . | . | 0 | 0 | 0 | 0 | 0 | 0 | 0 | 0 | 0 | 0 | 0 | . | . | . | . | 0 | 68.847 | 63.742 | 4.016 | 0 | 136.605 | 6501 | 260 | 37 | 0 | 6798 | 0 | 0 | 0 | 0 | 0
2024 | 1 | AR | 817 | Arkansas Valley Elec Coop Corp | Preliminary | AC | 10.92 | 2.114 | . | . | 13.034 | 911 | 16 | . | . | 927 | . | . | . | . | 0 | . | . | . | . | 0 | 340.949 | 130.369 | . | . | 471.318 | . | . | . | . | 0 | . | . | . | . | 0 | . | . | . | . | 0 | . | . | . | . | 0 | . | . | . | . | 0 | . | . | . | . | 0 | 0.001 | . | . | . | 0.001 | 1 | . | . | . | 1 | . | . | . | . | . | . | . | . | . | 0 | . | . | . | . | 0 | . | . | . | . | 0 | 10.921 | 2.114 | NM | 0 | 13.035 | 912 | 16 | 0 | 0 | 928 | 340.949 | 130.369 | 0 | 0 | 471.318
2024 | 1 | AR | 3093 | Carroll Electric Coop Corp - (AR) | Preliminary | DC | 16.507 | . | . | . | 16.507 | 1988 | . | . | . | 1988 | . | . | . | . | 0 | . | . | . | . | 0 | . | . | . | . | 0 | . | . | . | . | 0 | . | . | . | . | 0 | . | . | . | . | 0 | . | . | . | . | 0 | . | . | . | . | 0 | . | . | . | . | 0 | 0.019 | . | . | . | 0.019 | 3 | . | . | . | 3 | . | . | . | . | 0 | . | . | . | . | 0 | . | . | . | . | 0 | . | . | . | . | 0 | 16.526 | NM | NM | 0 | 16.526 | 1991 | 0 | 0 | 0 | 1991 | 0 | 0 | 0 | 0 | 0
2024 | 1 | AR | 5860 | Empire District Electric Co | Preliminary | AC | 0.898 | 0 | 0 | 0 | 0.898 | 123 | 0 | 0 | 0 | 123 | 0 | 0 | 0 | 0 | 0 | 0 | 0 | 0 | 0 | 0 | 0 | 0 | 0 | 0 | 0 | . | . | . | . | 0 | . | . | . | . | 0 | . | . | . | . | 0 | . | . | . | . | 0 | . | . | . | . | 0 | . | . | . | . | 0 | . | . | . | . | 0 | . | . | . | . | 0 | . | . | . | . | 0 | . | . | . | . | 0 | . | . | . | . | 0 | . | . | . | . | 0 | 0.898 | NM | NM | 0 | 0.898 | 123 | 0 | 0 | 0 | 123 | 0 | 0 | 0 | 0 | 0
2024 | 1 | AR | 6342 | First Electric Coop Corp | Preliminary | AC | 16.16 | 2.49 | 0.791 | 0 | 19.441 | 1747 | 13 | 7 | 0 | 1767 | 0 | 0 | 0 | 0 | . | 0 | 0 | 0 | 0 | . | 0 | 0 | 0 | 0 | . | 0 | 0 | 0 | 0 | . | 0 | 0 | 0 | 0 | . | 0 | 0 | 0 | 0 | . | 0 | 0 | 0 | 0 | . | 0 | 0 | 0 | 0 | . | 0 | 0 | 0 | 0 | . | 0 | 0 | 0 | 0 | . | 0 | 0 | 0 | 0 | . | 0 | 0 | 0 | 0 | . | 0 | 0 | 0 | 0 | . | 0 | 0 | 0 | 0 | . | 0 | 0 | 0 | 0 | . | 16.16 | 2.49 | 0.791 | 0 | 19.441 | 1747 | 13 | 7 | 0 | 1767 | 0 | 0 | 0 | 0 | 0
2024 | 1 | AR | 13718 | City of North Little Rock - (AR) | Preliminary | AC | 2.53 | 0.45 | 2.45 | 0 | 5.43 | 335 | 6 | 2 | 0 | 343 | . | . | . | . | 0 | . | . | . | . | 0 | . | . | . | . | 0 | . | . | . | . | 0 | . | . | . | . | 0 | . | . | . | . | 0 | . | . | . | . | 0 | . | . | . | . | 0 | . | . | . | . | 0 | . | . | . | . | 0 | . | . | . | . | 0 | . | . | . | . | 0 | . | . | . | . | 0 | . | . | . | . | 0 | . | . | . | . | 0 | 2.53 | 0.45 | 2.45 | 0 | 5.43 | 335 | 6 | 2 | 0 | 343 | 0 | 0 | 0 | 0 | 0
2024 | 1 | AR | 14063 | Oklahoma Gas & Electric Co | Preliminary | AC | 4.707 | 2.31 | 0 | 0 | 7.017 | 596 | 20 | 0 | 0 | 616 | 1.799 | 3.131 | 0.004 | 0 | 4.934 | 472 | 399 | 1 | 0 | 872 | 0 | 0 | 0 | 0 | 0 | 0 | 0 | 0 | 0 | 0 | 0 | 0 | 0 | 0 | 0 | 0 | 0 | 0 | 0 | 0 | 0 | 0 | 0 | 0 | 0 | 0 | 0 | 0 | 0 | 0 | 0 | 0 | 0 | 0 | 0 | 0.004 | 0 | 0 | 0 | 0.004 | 2 | 0 | 0 | 0 | 2 | 0 | 0 | 0 | 0 | 0 | 0 | 0 | 0 | 0 | 0 | 0 | 0 | 0 | 0 | 0 | 0 | 0 | 0 | 0 | 0 | 6.51 | 5.441 | 0.004 | 0 | 11.955 | 1070 | 419 | 1 | 0 | 1490 | 0 | 0 | 0 | 0 | 0
2024 | 1 | AR | 17698 | Southwestern Electric Power Co | Preliminary | AC | 9.293 | 1.782 | 0.734 | . | 11.809 | 1406 | 45 | 2 | . | 1453 | 0.201 | 3.529 | . | . | 3.73 | 16 | 10 | . | . | 26 | 333.653 | 812.106 | 30.276 | . | 1176.035 | 0.093 | 0.007 | . | . | 0.1 | 16 | 1 | . | . | 17 | 0.278 | 0.013 | . | . | 0.291 | . | . | . | . | 0 | . | 0 | . | . | 0 | . | . | . | . | 0 | . | 0.002 | . | . | 0.002 | . | 1 | . | . | 1 | . | 0 | . | . | 0 | . | 3 | . | . | 3 | . | 1 | . | . | 1 | . | 0 | . | . | 0 | 9.494 | 8.313 | 0.734 | 0 | 18.541 | 1422 | 57 | 2 | 0 | 1481 | 333.653 | 812.106 | 30.276 | 0 | 1176.035
2024 | 1 | AR | 99999 | Adjustment 2024 | Preliminary |  | 16.692 | 14.656 | 17.34 | 0 | 48.688 | . | . | . | . | . | . | . | . | . | 0 | . | . | . | . | . | . | . | . | . | . | 0 | 0 | 0 | 0 | 0 | . | . | . | . | . | . | . | . | . | . | 0 | 0 | 0 | 0 | 0 | . | . | . | . | . | . | . | . | . | . | . | . | . | . | . | . | . | . | . | . | . | . | . | . | . | . | . | . | . | . | . | . | . | . | . | . | . | . | . | . | 16.692 | 14.656 | 17.34 | 0 | 48.688 | . | . | . | . | . | . | . | . | . | .
2024 | 1 | AZ | 176 | Ajo Improvement Co | Preliminary | AC | 0.061 | 0.005 | . | . | 0.066 | 12 | 3 | . | . | 15 | . | . | . | . | 0 | . | . | . | . | 0 | 3.233 | 0.342 | . | . | 3.575 | . | . | . | . | 0 | . | . | . | . | 0 | . | . | . | . | 0 | . | . | . | . | 0 | . | . | . | . | 0 | . | . | . | . | 0 | . | . | . | . | 0 | . | . | . | . | 0 | . | . | . | . | 0 | . | . | . | . | 0 | . | . | . | . | 0 | . | . | . | . | 0 | 0.061 | 0.005 | NM | 0 | 0.066 | 12 | 3 | 0 | 0 | 15 | 3.233 | 0.342 | 0 | 0 | 3.575
2024 | 1 | AZ | 803 | Arizona Public Service Co | Preliminary | DC | 1551.171 | 358.877 | 0 | 0 | 1910.048 | 173666 | 2120 | 0 | 0 | 175786 | . | . | . | . | 0 | . | . | . | . | 0 | . | . | . | . | 0 | 27.561 | 1.328 | 0 | 0 | 28.889 | 3295 | 16 | 0 | 0 | 3311 | 64.728 | 2.366 | 0 | 0 | 67.094 | 0.75 | 1.321 | 0 | 0 | 2.071 | 93 | 7 | 0 | 0 | 100 | 1.995 | 0.891 | 0 | 0 | 2.886 | 0.057 | 0.125 | 0 | 0 | 0.182 | 25 | 12 | 0 | 0 | 37 | . | . | . | . | 0 | . | . | . | . | 0 | . | . | . | . | 0 | . | . | . | . | 0 | 1551.228 | 359.002 | NM | 0 | 1910.23 | 173691 | 2132 | 0 | 0 | 175823 | 0 | 0 | 0 | 0 | 0
2024 | 1 | AZ | 12919 | Morenci Water and Electric | Preliminary | AC | 0.008 | 0.028 | . | . | 0.036 | 1 | 3 | . | . | 4 | . | . | . | . | 0 | . | . | . | . | 0 | 0.338 | 1.071 | . | . | 1.409 | . | . | . | . | 0 | . | . | . | . | 0 | . | . | . | . | 0 | . | . | . | . | 0 | . | . | . | . | 0 | . | . | . | . | 0 | . | . | . | . | 0 | . | . | . | . | 0 | . | . | . | . | 0 | . | . | . | . | 0 | . | . | . | . | 0 | . | . | . | . | 0 | 0.008 | 0.028 | NM | 0 | 0.036 | 1 | 3 | 0 | 0 | 4 | 0.338 | 1.071 | 0 | 0 | 1.409
2024 | 1 | AZ | 16572 | Salt River Project | Preliminary | AC | 360.44 | 133.61 | 7.28 | 0 | 501.33 | 55776 | 871 | 10 | 0 | 56657 | 0 | 0 | 0 | 0 | 0 | 0 | 0 | 0 | 0 | 0 | 3163.55 | 2420.6 | 0 | 0 | 5584.15 | 22.17 | 0.84 | 0 | 0 | 23.01 | 3529 | 14 | 0 | 0 | 3543 | 70.99 | 1.56 | 0 | 0 | 72.55 | 1.62 | 0 | 0 | 0 | 1.62 | 204 | 0 | 0 | 0 | 204 | 4.38 | 0 | 0 | 0 | 4.38 | . | . | . | . | 0 | . | . | . | . | 0 | . | . | . | . | 0 | . | . | . | . | 0 | . | . | . | . | 0 | . | . | . | . | 0 | 360.44 | 133.61 | 7.28 | 0 | 501.33 | 55776 | 871 | 10 | 0 | 56657 | 3163.55 | 2420.6 | 0 | 0 | 5584.15
2024 | 1 | AZ | 19189 | Trico Electric Cooperative Inc | Preliminary | DC | 40.76 | 15.173 | . | . | 55.933 | 5184 | 74 | . | . | 5258 | 0.043 | 0.183 | . | . | 0.226 | 42 | 1 | . | . | 43 | 2350.902 | 501.388 | . | . | 2852.29 | . | . | . | . | 0 | . | . | . | . | 0 | . | . | . | . | 0 | . | . | . | . | 0 | . | . | . | . | 0 | . | . | . | . | 0 | 0.002 | . | . | . | 0.002 | 1 | . | . | . | 1 | 0.01 | . | . | . | 0.01 | . | . | . | . | 0 | . | . | . | . | 0 | . | . | . | . | 0 | 40.805 | 15.356 | NM | 0 | 56.161 | 5227 | 75 | 0 | 0 | 5302 | 2350.912 | 501.388 | 0 | 0 | 2852.3
2024 | 1 | AZ | 19728 | UNS Electric, Inc | Preliminary | AC | 67.08 | 16 | . | . | 83.08 | 8461 | 228 | . | . | 8689 | . | . | . | . | 0 | . | . | . | . | 0 | 4512.705 | 499.09 | . | . | 5011.795 | 1.09 | . | . | . | 1.09 | 137 | . | . | . | 137 | . | . | . | . | 0 | . | . | . | . | 0 | . | . | . | . | 0 | . | . | . | . | 0 | 0.3 | 0.01 | . | . | 0.31 | 117 | 1 | . | . | 118 | 3.749 | . | . | . | 3.749 | . | . | . | . | 0 | . | . | . | . | 0 | . | . | . | . | 0 | 67.38 | 16.01 | NM | 0 | 83.39 | 8578 | 229 | 0 | 0 | 8807 | 4516.454 | 499.09 | 0 | 0 | 5015.544
2024 | 1 | AZ | 21538 | Mohave Electric Cooperative, Inc. | Preliminary | AC | 19.913 | 3.583 | . | . | 23.496 | 1941 | 92 | . | . | 2033 | . | . | . | . | 0 | . | . | . | . | 0 | 383.623 | 47.398 | . | . | 431.021 | . | . | . | . | 0 | . | . | . | . | 0 | . | . | . | . | 0 | . | . | . | . | 0 | . | . | . | . | 0 | . | . | . | . | 0 | 0.055 | . | . | . | 0.055 | 25 | . | . | . | 25 | 0 | . | . | . | 0 | . | . | . | . | 0 | . | . | . | . | 0 | . | . | . | . | 0 | 19.968 | 3.583 | NM | 0 | 23.551 | 1966 | 92 | 0 | 0 | 2058 | 383.623 | 47.398 | 0 | 0 | 431.021
2024 | 1 | AZ | 24211 | Tucson Electric Power Co | Preliminary | AC | 316.008 | 154.44 | . | . | 470.448 | 47373 | 1076 | . | . | 48449 | . | . | . | . | 0 | . | . | . | . | 0 | 3564.11 | 2033.53 | . | . | 5597.64 | 9.4 | 0.34 | . | . | 9.74 | 1041 | 7 | . | . | 1048 | . | . | . | . | 0 | . | 0.21 | . | . | 0.21 | . | 1 | . | . | 1 | . | . | . | . | 0 | 0.024 | 0.012 | . | . | 0.036 | 1 | 1 | . | . | 2 | 0.001 | . | . | . | 0.001 | . | . | . | . | 0 | . | . | . | . | 0 | . | . | . | . | 0 | 316.032 | 154.452 | NM | 0 | 470.484 | 47374 | 1077 | 0 | 0 | 48451 | 3564.111 | 2033.53 | 0 | 0 | 5597.641
2024 | 1 | AZ | 99999 | Adjustment 2024 | Preliminary |  | -232.988 | -58.735 | 0 | 0 | -291.723 | . | . | . | . | . | -0.007 | -0.032 | . | . | -0.039 | . | . | . | . | . | . | . | . | . | . | -4.807 | -0.232 | 0 | 0 | -5.038 | . | . | . | . | . | . | . | . | . | . | -0.131 | -0.23 | 0 | 0 | -0.361 | . | . | . | . | . | . | . | . | . | . | . | . | . | . | . | . | . | . | . | . | . | . | . | . | . | . | . | . | . | . | . | . | . | . | . | . | . | . | . | . | -232.995 | -58.767 | NM | 0 | -291.763 | . | . | . | . | . | . | . | . | . | .
2024 | 1 | CA | 4390 | City of Corona - (CA) | Preliminary | AC | 0.136 | 0.4 | 0 | 0 | 0.536 | 18 | 3 | 0 | 0 | 21 | 0 | 0 | 0 | 0 | 0 | 0 | 0 | 0 | 0 | 0 | 0 | 0 | 0 | 0 | 0 | 0 | 0 | 0 | 0 | 0 | 0 | 0 | 0 | 0 | 0 | 0 | 0 | 0 | 0 | 0 | 0 | 0 | 0 | 0 | 0 | 0 | 0 | 0 | 0 | 0 | 0 | 0 | 0 | 0 | 0 | 0 | 0 | 0 | 0 | 0 | 0 | 0 | 0 | 0 | 0 | 0 | 0 | 0 | 0 | 0 | 0 | 0 | 0 | 0 | 0 | 0 | 0 | 0 | 0 | 0 | 0 | 0 | 0 | . | 0 | 0.136 | 0.4 | NM | 0 | 0.536 | 18 | 3 | 0 | 0 | 21 | 0 | 0 | 0 | 0 | 0
2024 | 1 | CA | 9216 | Imperial Irrigation District | Preliminary | AC | 68.031 | 57.143 | . | . | 125.174 | 8847 | 258 | . | . | 9105 | 3.529 | 0.309 | . | . | 3.838 | 1148 | 101 | . | . | 1249 | . | . | . | . | 0 | . | . | . | . | 0 | . | . | . | . | 0 | . | . | . | . | 0 | . | . | . | . | 0 | . | . | . | . | 0 | . | . | . | . | 0 | 0.002 | . | . | . | 0.002 | 1 | . | . | . | 1 | . | . | . | . | 0 | . | 2.15 | . | . | 2.15 | . | 8 | . | . | 8 | . | . | . | . | 0 | 71.562 | 59.602 | NM | 0 | 131.164 | 9996 | 367 | 0 | 0 | 10363 | 0 | 0 | 0 | 0 | 0
2024 | 1 | CA | 11208 | Los Angeles Department of Water & Power | Preliminary | AC | 487.812 | 130.999 | . | . | 618.811 | 80186 | 1672 | . | . | 81858 | . | . | . | . | 0 | . | . | . | . | 0 | 17676.64 | 1867.35 | . | . | 19543.99 | 30.37 | 2.03 | . | . | 32.4 | 3964 | 3 | . | . | 3967 | . | . | . | . | 0 | 2.01 | 1.14 | . | . | 3.15 | 282 | 5 | . | . | 287 | . | . | . | . | 0 | . | . | . | . | 0 | . | . | . | . | 0 | . | . | . | . | 0 | . | . | . | . | 0 | . | . | . | . | 0 | . | . | . | . | 0 | 487.812 | 130.999 | NM | 0 | 618.811 | 80186 | 1672 | 0 | 0 | 81858 | 17676.64 | 1867.35 | 0 | 0 | 19543.99
2024 | 1 | CA | 12745 | Modesto Irrigation District | Preliminary | AC | 51.941 | 16.653 | 9.914 | . | 78.508 | 10430 | 180 | 55 | . | 10665 | . | . | . | . | 0 | . | . | . | . | 0 | . | . | . | . | 0 | 3.136 | . | 0.171 | . | 3.307 | 418 | . | 1 | . | 419 | . | . | . | . | 0 | . | . | 1.341 | . | 1.341 | . | . | 1 | . | 1 | . | . | . | . | 0 | . | . | . | . | 0 | . | . | . | . | 0 | . | . | . | . | 0 | . | . | . | . | 0 | . | . | . | . | 0 | . | . | . | . | 0 | 51.941 | 16.653 | 9.914 | 0 | 78.508 | 10430 | 180 | 55 | 0 | 10665 | 0 | 0 | 0 | 0 | 0
2024 | 1 | CA | 14328 | Pacific Gas & Electric Co. | Preliminary | AC | 5046.61 | 1530.522 | 1262.638 | 0 | 7839.77 | 805513 | 15768 | 5326 | 0 | 826607 | 23.022 | 49.347 | 0.138 | 0 | 72.507 | 5876 | 3688 | 4 | 0 | 9568 | 0 | 0 | 0 | 0 | 0 | 514.075 | 35.649 | 57.496 | 0 | 607.22 | 75115 | 340 | 158 | 0 | 75613 | 0 | 0 | 0 | 0 | 0 | 0.085 | 0 | 0.245 | 0 | 0.33 | 8 | 0 | 2 | 0 | 10 | 0 | 0 | 0 | 0 | 0 | 0.916 | 0.623 | 27.133 | 0 | 28.672 | 165 | 36 | 43 | 0 | 244 | 0 | 0 | 0 | 0 | 0 | 0.26 | 61.177 | 185.335 | 0 | 246.772 | 35 | 91 | 251 | 0 | 377 | 0 | 0 | 0 | 0 | 0 | 5070.808 | 1641.669 | 1475.244 | 0 | 8187.721 | 811589 | 19583 | 5624 | 0 | 836796 | 0 | 0 | 0 | 0 | 0
2024 | 1 | CA | 14354 | PacifiCorp | Preliminary | DC | 5.703 | 4.811 | 2.964 | 0 | 13.478 | 728 | 66 | 21 | 0 | 815 | . | . | . | . | 0 | . | . | . | . | 0 | . | . | . | . | 0 | 0.649 | 0.03 | 0 | 0 | 0.679 | 56 | 1 | 0 | 0 | 57 | 0.806 | 0.01 | 0 | 0 | 0.816 | . | . | . | . | 0 | . | . | . | . | 0 | . | . | . | . | 0 | 0.001 | 0.005 | 0 | 0 | 0.006 | 1 | 2 | 0 | 0 | 3 | . | . | . | . | 0 | 0.011 | 0.066 | 0 | 0 | 0.077 | 2 | 1 | 0 | 0 | 3 | . | . | . | . | 0 | 5.715 | 4.882 | 2.964 | 0 | 13.561 | 731 | 69 | 21 | 0 | 821 | 0 | 0 | 0 | 0 | 0
2024 | 1 | CA | 14534 | City of Pasadena - (CA) | Preliminary | AC | 14.577 | 9.466 | . | . | 24.043 | 2487 | 100 | . | . | 2587 | . | . | . | . | 0 | . | . | . | . | 0 | 19.567 | 34.647 | . | . | 54.214 | . | . | . | . | 0 | . | . | . | . | 0 | . | . | . | . | 0 | . | . | . | . | 0 | . | . | . | . | 0 | . | . | . | . | 0 | . | . | . | . | 0 | . | . | . | . | 0 | . | . | . | . | 0 | . | . | . | . | 0 | . | . | . | . | 0 | . | . | . | . | 0 | 14.577 | 9.466 | NM | 0 | 24.043 | 2487 | 100 | 0 | 0 | 2587 | 19.567 | 34.647 | 0 | 0 | 54.214
2024 | 1 | CA | 16534 | Sacramento Municipal Util Dist | Preliminary | AC | 234.822 | 84.043 | 37.188 | 0 | 356.053 | 51786 | 1242 | 51 | 0 | 53079 | 0.671 | 0.348 | . | . | 1.019 | 560 | 43 | . | . | 603 | . | . | . | . | 0 | 10.343 | 0.063 | 0.5 | . | 10.906 | 1603 | 5 | 1 | . | 1609 | . | . | . | . | 0 | . | . | . | . | 0 | . | . | . | . | 0 | . | . | . | . | 0 | 0.002 | . | 0.005 | . | 0.007 | 1 | . | 1 | . | 2 | . | . | . | . | 0 | . | . | . | . | 0 | . | . | . | . | 0 | . | . | . | . | 0 | 235.495 | 84.391 | 37.193 | 0 | 357.079 | 52347 | 1285 | 52 | 0 | 53684 | 0 | 0 | 0 | 0 | 0
2024 | 1 | CA | 16609 | San Diego Gas & Electric Co | Preliminary | AC | 1710.515 | 297.077 | 103.171 | 0 | 2110.763 | 309285 | 5385 | 139 | 0 | 314809 | 22.302 | 6.628 | 3.825 | 0 | 32.755 | 599 | 78 | 6 | 0 | 683 | 0 | 1 | 0 | 0 | 1 | 68.544 | 15.475 | 4.476 | 0 | 88.495 | 10261 | 175 | 6 | 0 | 10442 | 0 | 0 | 0 | 0 | 0 | 0 | 0 | 0 | 0 | 0 | 0 | 0 | 0 | 0 | 0 | 0 | 0 | 0 | 0 | 0 | 0.122 | 0.007 | 1 | 0 | 1.129 | 37 | 3 | 1 | 0 | 41 | 0 | 0 | 0 | 0 | 0 | 0.022 | 14.177 | 15.308 | 0 | 29.507 | 2 | 52 | 21 | 0 | 75 | 0 | 0 | 0 | 0 | 0 | 1732.961 | 317.889 | 123.304 | 0 | 2174.154 | 309923 | 5518 | 167 | 0 | 315608 | 0 | 1 | 0 | 0 | 1
2024 | 1 | CA | 16655 | City of Santa Clara - (CA) | Preliminary | AC | 3.207 | 16.313 | . | . | 19.52 | 826 | 99 | . | . | 925 | . | . | . | . | . | . | . | . | . | . | . | . | . | . | . | . | . | . | . | . | . | . | . | . | . | . | . | . | . | . | . | . | . | . | . | . | . | . | . | . | . | . | . | . | . | . | . | . | . | . | . | . | . | . | . | . | . | . | . | . | . | . | . | . | . | . | . | . | . | . | . | . | . | . | . | 3.207 | 16.313 | NM | 0 | 19.52 | 826 | 99 | 0 | 0 | 925 | 0 | 0 | 0 | 0 | 0
2024 | 1 | CA | 17609 | Southern California Edison Co | Preliminary | AC | 3909.627 | 1011.655 | 277.172 | . | 5198.454 | 633084 | 9175 | 506 | . | 642765 | 8.337 | 45.175 | . | . | 53.512 | 103 | 1134 | . | . | 1237 | . | . | . | . | 0 | 322.612 | 61.661 | 5.286 | . | 389.559 | 49438 | 444 | 15 | . | 49897 | 786.316 | 143.906 | 15.857 | . | 946.079 | . | . | . | . | 0 | . | . | . | . | 0 | . | . | . | . | 0 | 1.788 | 4.955 | 8.1 | . | 14.843 | 212 | 15 | 7 | . | 234 | . | . | . | . | 0 | 0.721 | 49.285 | 33.703 | . | 83.709 | 76 | 129 | 46 | . | 251 | . | . | . | . | 0 | 3920.473 | 1111.07 | 318.975 | 0 | 5350.518 | 633475 | 10453 | 559 | 0 | 644487 | 0 | 0 | 0 | 0 | 0
2024 | 1 | CA | 17612 | Bear Valley Electric Service | Preliminary | DC | 2.807 | 3.112 | . | . | 5.919 | 582 | 25 | . | . | 607 | . | . | . | . | . | . | . | . | . | . | . | . | . | . | . | . | . | . | . | . | . | . | . | . | . | . | . | . | . | . | . | . | . | . | . | . | . | . | . | . | . | . | . | . | . | 0.069 | 0.01 | . | . | 0.079 | 6 | 1 | . | . | 7 | . | . | . | . | . | . | . | . | . | . | . | . | . | . | . | . | . | . | . | . | 2.876 | 3.122 | NM | 0 | 5.998 | 588 | 26 | 0 | 0 | 614 | 0 | 0 | 0 | 0 | 0
2024 | 1 | CA | 18260 | Surprise Valley Electrification | Preliminary | AC | 0.137 | 0.028 | 0 | 0 | 0.165 | 14 | 3 | 0 | 0 | 17 | . | . | . | . | 0 | . | . | . | . | 0 | . | . | . | . | 0 | . | . | . | . | 0 | . | . | . | . | 0 | . | . | . | . | 0 | . | . | . | . | 0 | . | . | . | . | 0 | . | . | . | . | 0 | . | . | . | . | 0 | . | . | . | . | 0 | . | . | . | . | 0 | . | . | . | . | 0 | . | . | . | . | 0 | . | . | . | . | 0 | 0.137 | 0.028 | NM | 0 | 0.165 | 14 | 3 | 0 | 0 | 17 | 0 | 0 | 0 | 0 | 0
2024 | 1 | CA | 19281 | Turlock Irrigation District | Preliminary | AC | 26.036 | 12.69 | 18.755 | . | 57.481 | 4320 | 80 | 106 | . | 4506 | 0.063 | . | 3.634 | . | 3.697 | 3 | . | 10 | . | 13 | . | . | . | . | . | . | . | . | . | . | . | . | . | . | . | . | . | . | . | . | . | . | . | . | . | . | . | . | . | . | . | . | . | . | . | . | . | . | . | . | . | . | . | . | . | . | . | . | . | . | . | . | . | . | . | . | . | . | . | . | . | . | . | . | . | 26.099 | 12.69 | 22.389 | 0 | 61.178 | 4323 | 80 | 116 | 0 | 4519 | 0 | 0 | 0 | 0 | 0
2024 | 1 | CA | 99999 | Adjustment 2024 | Preliminary |  | 202.344 | 121.579 | 8.962 | 0 | 332.885 | . | . | . | . | . | . | . | . | . | 0 | . | . | . | . | . | . | . | . | . | . | -0.113 | -0.005 | 0 | 0 | -0.118 | . | . | . | . | . | . | . | . | . | . | . | . | . | . | 0 | . | . | . | . | . | . | . | . | . | . | . | . | . | . | . | . | . | . | . | . | . | . | . | . | . | . | . | . | . | . | . | . | . | . | . | . | . | . | . | . | 202.344 | 121.579 | 8.962 | 0 | 332.885 | . | . | . | . | . | . | . | . | . | .
2024 | 1 | CO | 3989 | City of Colorado Springs - (CO) | Preliminary | AC | 39.008 | 2.138 | 0 | 0 | 41.146 | 8562 | 552 | 0 | 0 | 9114 | 0.72 | 3.201 | 0 | 0 | 3.921 | 382 | 66 | 0 | 0 | 448 | 0 | 0 | 0 | 0 | 0 | 1.626 | 0.084 | 0 | 0 | 1.71 | 233 | 12 | 0 | 0 | 245 | 3187.254 | 164.64 | 0 | 0 | 3351.894 | 0 | 0 | 0 | 0 | 0 | 0 | 0 | 0 | 0 | 0 | 0 | 0 | 0 | 0 | 0 | 0 | 0.006 | 0 | 0 | 0.006 | 0 | 1 | 0 | 0 | 1 | 0 | 0 | 0 | 0 | 0 | 0 | 0 | 0 | 0 | 0 | 0 | 0 | 0 | 0 | 0 | 0 | 0 | 0 | 0 | 0 | 39.728 | 5.345 | NM | 0 | 45.073 | 8944 | 619 | 0 | 0 | 9563 | 0 | 0 | 0 | 0 | 0
2024 | 1 | CO | 6604 | City of Fort Collins - (CO) | Preliminary | DC | 22.109 | 2.251 | 3.779 | . | 28.139 | 3580 | 77 | 24 | . | 3681 | 0.729 | . | . | . | 0.729 | 312 | . | . | . | 312 | . | . | . | . | 0 | 1.129 | 0.122 | . | . | 1.251 | 158 | 2 | . | . | 160 | 2.809 | 0.372 | . | . | 3.181 | . | 0.015 | . | . | 0.015 | . | 1 | . | . | 1 | . | 0.041 | . | . | 0.041 | 0.001 | . | . | . | 0.001 | 1 | . | . | . | 1 | . | . | . | . | 0 | . | . | 1.976 | . | 1.976 | . | . | 6 | . | 6 | . | . | . | . | 0 | 22.839 | 2.251 | 5.755 | 0 | 30.845 | 3893 | 77 | 30 | 0 | 4000 | 0 | 0 | 0 | 0 | 0
2024 | 1 | CO | 9336 | CORE Electric Cooperative | Preliminary | AC | 52.016 | 0.955 | 0.431 | . | 53.402 | 9039 | 32 | 3 | . | 9074 | . | . | . | . | 0 | . | . | . | . | 0 | . | . | . | . | 0 | . | . | . | . | 0 | . | . | . | . | 0 | . | . | . | . | 0 | . | . | . | . | 0 | . | . | . | . | 0 | . | . | . | . | 0 | 0.033 | . | . | . | 0.033 | 14 | . | . | . | 14 | . | . | . | . | 0 | 0.011 | . | . | . | 0.011 | 2 | . | . | . | 2 | . | . | . | . | 0 | 52.06 | 0.955 | 0.431 | 0 | 53.446 | 9055 | 32 | 3 | 0 | 9090 | 0 | 0 | 0 | 0 | 0
2024 | 1 | CO | 10066 | K C Electric Association | Preliminary | DC | 0.203 | 0.232 | 0.034 | 0 | 0.469 | 22 | 14 | 2 | 0 | 38 | . | . | . | . | 0 | . | . | . | . | 0 | . | . | . | . | 0 | . | . | . | . | 0 | . | . | . | . | 0 | . | . | . | . | 0 | . | . | . | . | 0 | . | . | . | . | 0 | . | . | . | . | 0 | 0.01 | 0 | 0 | 0 | 0.01 | 1 | 0 | 0 | 0 | 1 | . | . | . | . | 0 | . | . | . | . | 0 | . | . | . | . | 0 | . | . | . | . | 0 | 0.213 | 0.232 | 0.034 | 0 | 0.479 | 23 | 14 | 2 | 0 | 39 | 0 | 0 | 0 | 0 | 0
2024 | 1 | CO | 12866 | Moon Lake Electric Assn Inc | Preliminary | AC | 0.017 | 0.1 | 0 | 0 | 0.117 | 3 | 5 | 0 | 0 | 8 | 0 | 0 | 0 | 0 | 0 | 0 | 0 | 0 | 0 | 0 | 0 | 0 | 0 | 0 | 0 | . | . | . | . | 0 | . | . | . | . | 0 | . | . | . | . | 0 | . | . | . | . | 0 | . | . | . | . | 0 | . | . | . | . | 0 | . | . | . | . | 0 | . | . | . | . | 0 | . | . | . | . | 0 | . | . | . | . | 0 | . | . | . | . | 0 | . | . | . | . | 0 | 0.017 | 0.1 | NM | 0 | 0.117 | 3 | 5 | 0 | 0 | 8 | 0 | 0 | 0 | 0 | 0
2024 | 1 | CO | 15257 | Poudre Valley REA, Inc | Preliminary | DC | 16.15 | 0.246 | 0.032 | 0 | 16.428 | 1985 | 12 | 2 | 0 | 1999 | 2.502 | . | . | . | 2.502 | 403 | . | . | . | 403 | . | . | . | . | . | . | . | . | . | . | . | . | . | . | . | . | . | . | . | . | . | . | . | . | . | . | . | . | . | . | . | . | . | . | . | . | . | . | . | . | . | . | . | . | . | . | . | . | . | . | . | . | . | . | . | . | . | . | . | . | . | . | . | . | . | 18.652 | 0.246 | 0.032 | 0 | 18.93 | 2388 | 12 | 2 | 0 | 2402 | 0 | 0 | 0 | 0 | 0
2024 | 1 | CO | 15466 | Public Service Co of Colorado | Preliminary | DC | 597.987 | 209.235 | 10.981 | 0 | 818.203 | 101447 | 3104 | 11 | 0 | 104562 | . | . | . | . | . | . | . | . | . | . | . | . | . | . | . | . | . | . | . | . | . | . | . | . | . | . | . | . | . | . | . | . | . | . | . | . | . | . | . | . | . | . | . | . | . | . | . | . | . | . | . | . | . | . | . | . | . | . | . | . | . | . | . | . | . | . | . | . | . | . | . | . | . | . | . | 597.987 | 209.235 | 10.981 | 0 | 818.203 | 101447 | 3104 | 11 | 0 | 104562 | 0 | 0 | 0 | 0 | 0
2024 | 1 | CO | 16603 | San Luis Valley R E C, Inc | Preliminary | AC | 1.684 | 0.794 | 1.389 | . | 3.867 | 243 | 39 | 59 | . | 341 | . | . | . | . | 0 | . | . | . | . | 0 | . | . | . | . | 0 | . | . | . | . | 0 | . | . | . | . | 0 | . | . | . | . | 0 | . | . | . | . | 0 | . | . | . | . | 0 | . | . | . | . | 0 | 0.003 | . | . | . | 0.003 | 2 | . | . | . | 2 | . | . | . | . | 0 | . | . | . | . | 0 | . | . | . | . | 0 | . | . | . | . | 0 | 1.687 | 0.794 | 1.389 | 0 | 3.87 | 245 | 39 | 59 | 0 | 343 | 0 | 0 | 0 | 0 | 0
2024 | 1 | CO | 19499 | United Power, Inc | Preliminary | AC | 68.242 | 2.662 | 0.046 | . | 70.95 | 11671 | 44 | 1 | . | 11716 | 0.015 | 0.003 | 0.003 | . | 0.021 | 24 | 3 | 1 | . | 28 | . | . | . | . | 0 | . | . | . | . | 0 | . | . | . | . | 0 | . | . | . | . | 0 | . | . | . | . | 0 | . | . | . | . | 0 | . | . | . | . | 0 | 0.022 | 0.012 | 0 | . | 0.034 | 8 | 2 | 0 | . | 10 | . | . | . | . | 0 | . | . | . | . | 0 | . | . | . | . | 0 | . | . | . | . | 0 | 68.279 | 2.677 | 0.049 | 0 | 71.005 | 11703 | 49 | 2 | 0 | 11754 | 0 | 0 | 0 | 0 | 0
2024 | 1 | CO | 27058 | High West Energy, Inc | Preliminary | AC | 0.02 | . | . | . | 0.02 | 10 | . | . | . | 10 | . | . | . | . | 0 | . | . | . | . | 0 | . | . | . | . | 0 | . | . | . | . | 0 | . | . | . | . | 0 | . | . | . | . | 0 | . | . | . | . | 0 | . | . | . | . | 0 | . | . | . | . | 0 | . | . | . | . | 0 | . | . | . | . | 0 | . | . | . | . | 0 | . | . | . | . | 0 | . | . | . | . | 0 | . | . | . | . | 0 | 0.02 | NM | NM | 0 | 0.02 | 10 | 0 | 0 | 0 | 10 | 0 | 0 | 0 | 0 | 0
2024 | 1 | CO | 56146 | Black Hills Colorado Electric, LLC | Preliminary | DC | 54.659 | 13.487 | 21 | 0 | 89.146 | 8010 | 244 | 3 | 0 | 8257 | 8.738 | 4.882 | 0 | 0 | 13.62 | 450 | 251 | 0 | 0 | 701 | . | . | . | . | . | . | . | . | . | . | . | . | . | . | . | . | . | . | . | . | . | . | . | . | . | . | . | . | . | . | . | . | . | . | . | 0.006 | 0 | 1.8 | 0 | 1.806 | 3 | 0 | 1 | 0 | 4 | . | . | . | . | . | . | . | . | . | . | . | . | . | . | . | . | . | . | . | . | 63.403 | 18.369 | 22.8 | 0 | 104.572 | 8463 | 495 | 4 | 0 | 8962 | 0 | 0 | 0 | 0 | 0
2024 | 1 | CO | 99999 | Adjustment 2024 | Preliminary |  | -16.176 | -24.679 | -4.948 | 0 | -45.803 | . | . | . | . | . | -2.087 | -0.852 | 0 | 0 | -2.939 | . | . | . | . | . | . | . | . | . | . | -0.197 | -0.021 | . | . | -0.218 | . | . | . | . | . | . | . | . | . | . | . | -0.003 | . | . | -0.003 | . | . | . | . | . | . | . | . | . | . | . | . | . | . | . | . | . | . | . | . | . | . | . | . | . | . | . | . | . | . | . | . | . | . | . | . | . | . | . | . | -18.264 | -25.53 | -4.948 | 0 | -48.742 | . | . | . | . | . | . | . | . | . | .
2024 | 1 | CT | 4176 | Connecticut Light & Power Co | Preliminary | AC | 535.374 | 202.715 | 29.53 | . | 767.619 | 69990 | 1871 | 90 | . | 71951 | . | 69.087 | . | . | 69.087 | . | 333 | . | . | 333 | . | . | . | . | 0 | . | . | . | . | 0 | . | . | . | . | 0 | . | . | . | . | 0 | . | . | . | . | 0 | . | . | . | . | 0 | . | . | . | . | 0 | 0.086 | 0.013 | . | . | 0.099 | 17 | 4 | . | . | 21 | . | . | . | . | 0 | 0.367 | 44.631 | 10.695 | . | 55.693 | 22 | 89 | 17 | . | 128 | . | . | . | . | 0 | 535.827 | 316.446 | 40.225 | 0 | 892.498 | 70029 | 2297 | 107 | 0 | 72433 | 0 | 0 | 0 | 0 | 0
2024 | 1 | CT | 7716 | Groton Dept of Utilities - (CT) | Preliminary | AC | 4.16 | 0.291 | 0 | 0 | 4.451 | 809 | 6 | 0 | 0 | 815 | 0 | 0 | 0 | 0 | 0 | 0 | 0 | 0 | 0 | 0 | 56.415 | 1.979 | 0 | 0 | 58.394 | 0 | 0 | 0 | 0 | 0 | 0 | 0 | 0 | 0 | 0 | 0 | 0 | 0 | 0 | 0 | 0 | 0 | 0 | 0 | 0 | 0 | 0 | 0 | 0 | 0 | 0 | 0 | 0 | 0 | 0 | 0 | 0 | 0 | 0 | 0 | 0 | 0 | 0 | 0 | 0 | 0 | 0 | 0 | 0 | 0 | 0 | 0 | 0 | 0 | 0 | 0 | 0 | 0 | 0 | 0 | 0 | 0 | 0 | 0 | 0 | 4.16 | 0.291 | NM | 0 | 4.451 | 809 | 6 | 0 | 0 | 815 | 56.415 | 1.979 | 0 | 0 | 58.394
2024 | 1 | CT | 19497 | United Illuminating Co | Preliminary | AC | 139.019 | 55.556 | 7.674 | . | 202.249 | 21284 | 395 | 47 | . | 21726 | 0 | 5.52 | 0 | . | 5.52 | 0 | 6 | 0 | . | 6 | 3721.178 | 1538.633 | 77.6 | . | 5337.411 | 0.023 | . | . | . | 0.023 | 1 | . | . | . | 1 | 0.015 | . | . | . | 0.015 | 0.013 | . | . | . | 0.013 | 4 | . | . | . | 4 | 0.053 | . | . | . | 0.053 | . | 0.03 | 0.1 | . | 0.13 | . | 1 | 1 | . | 2 | . | 0 | 6.9 | . | 6.9 | . | 27.855 | 4.21 | . | 32.065 | . | 31 | 3 | . | 34 | . | 1482.242 | 6.9 | . | 1489.142 | 139.019 | 88.961 | 11.984 | 0 | 239.964 | 21284 | 433 | 51 | 0 | 21768 | 3721.178 | 3020.875 | 91.4 | 0 | 6833.453
2024 | 1 | CT | 20038 | Town of Wallingford - (CT) | Preliminary | AC | 0.414 | 0.827 | . | . | 1.241 | 49 | 5 | . | . | 54 | . | . | . | . | . | . | . | . | . | . | . | . | . | . | . | . | . | . | . | . | . | . | . | . | . | . | . | . | . | . | . | . | . | . | . | . | . | . | . | . | . | . | . | . | . | . | . | . | . | . | . | . | . | . | . | . | . | . | . | . | . | . | . | . | . | . | . | . | . | . | . | . | . | . | . | 0.414 | 0.827 | NM | 0 | 1.241 | 49 | 5 | 0 | 0 | 54 | 0 | 0 | 0 | 0 | 0
2024 | 1 | CT | 99999 | Adjustment 2024 | Preliminary |  | 0.19 | 0.468 | . | . | 0.658 | . | . | . | . | . | . | . | . | . | . | . | . | . | . | . | . | . | . | . | . | . | . | . | . | . | . | . | . | . | . | . | . | . | . | . | . | . | . | . | . | . | . | . | . | . | . | . | . | . | . | . | . | . | . | . | . | . | . | . | . | . | . | . | . | . | . | . | . | . | . | . | . | . | . | . | . | . | . | . | . | 0.19 | 0.468 | . | . | 0.658 | . | . | . | . | . | . | . | . | . | .
2024 | 1 | DC | 15270 | Potomac Electric Power Co | Preliminary | AC | 92.748 | 54.151 | . | . | 146.899 | 14975 | 779 | . | . | 15754 | 0.014 | 0.149 | . | . | 0.163 | 1 | 3 | . | . | 4 | . | . | . | . | 0 | . | . | . | . | 0 | . | . | . | . | 0 | . | . | . | . | 0 | . | . | . | . | 0 | . | . | . | . | 0 | . | . | . | . | 0 | . | . | . | . | 0 | . | . | . | . | 0 | . | . | . | . | 0 | . | . | . | . | 0 | . | . | . | . | 0 | . | . | . | . | 0 | 92.762 | 54.3 | NM | 0 | 147.062 | 14976 | 782 | 0 | 0 | 15758 | 0 | 0 | 0 | 0 | 0
2024 | 1 | DC | 99999 | Adjustment 2024 | Preliminary |  | . | . | . | . | . | . | . | . | . | . | . | . | . | . | . | . | . | . | . | . | . | . | . | . | . | . | . | . | . | . | . | . | . | . | . | . | . | . | . | . | . | . | . | . | . | . | . | . | . | . | . | . | . | . | . | . | . | . | . | . | . | . | . | . | . | . | . | . | . | . | . | . | . | . | . | . | . | . | . | . | . | . | . | . | . | . | . | . | . | . | . | . | . | . | . | . | . | . | . | .
2024 | 1 | DE | 5027 | Delmarva Power | Preliminary | AC | 71.429 | 18.297 | 3.257 | 0 | 92.983 | 9006 | 301 | 8 | 0 | 9315 | . | . | . | . | 0 | . | . | . | . | 0 | . | . | . | . | 0 | . | . | . | . | 0 | . | . | . | . | 0 | . | . | . | . | 0 | . | . | . | . | 0 | . | . | . | . | 0 | . | . | . | . | 0 | 0.064 | 0.035 | 0 | 0 | 0.099 | 10 | 5 | 0 | 0 | 15 | . | . | . | . | 0 | 0 | 1.45 | 0 | 0 | 1.45 | 0 | 2 | 0 | 0 | 2 | . | . | . | . | 0 | 71.493 | 19.782 | 3.257 | 0 | 94.532 | 9016 | 308 | 8 | 0 | 9332 | 0 | 0 | 0 | 0 | 0
2024 | 1 | DE | 5070 | Delaware Electric Cooperative | Preliminary | DC | 24.278 | 7.62 | . | . | 31.898 | 2925 | 128 | . | . | 3053 | . | . | . | . | 0 | . | . | . | . | 0 | . | . | . | . | 0 | . | . | . | . | 0 | . | . | . | . | 0 | . | . | . | . | 0 | . | . | . | . | 0 | . | . | . | . | 0 | . | . | . | . | 0 | 0.018 | 0.005 | . | . | 0.023 | 7 | 1 | . | . | 8 | . | . | . | . | 0 | . | . | . | . | 0 | . | . | . | . | 0 | . | . | . | . | 0 | 24.296 | 7.625 | NM | 0 | 31.921 | 2932 | 129 | 0 | 0 | 3061 | 0 | 0 | 0 | 0 | 0
2024 | 1 | DE | 5335 | City of Dover - (DE) | Preliminary | AC | 3.952 | 1.874 | 0 | 0 | 5.826 | 517 | 31 | 0 | 0 | 548 | . | . | . | . | . | . | . | . | . | . | . | . | . | . | . | . | . | . | . | . | . | . | . | . | . | . | . | . | . | . | . | . | . | . | . | . | . | . | . | . | . | . | . | . | . | . | . | . | . | . | . | . | . | . | . | . | . | . | . | . | . | . | . | . | . | . | . | . | . | . | . | . | . | . | . | 3.952 | 1.874 | NM | 0 | 5.826 | 517 | 31 | 0 | 0 | 548 | 0 | 0 | 0 | 0 | 0
2024 | 1 | DE | 13519 | City of Newark - (DE) | Preliminary | AC | 1.546 | 0.261 | 1.458 | 0 | 3.265 | 187 | 13 | 5 | 0 | 205 | . | . | . | . | . | . | . | . | . | . | . | . | . | . | . | . | . | . | . | . | . | . | . | . | . | . | . | . | . | . | . | . | . | . | . | . | . | . | . | . | . | . | . | . | . | . | . | . | . | . | . | . | . | . | . | . | . | . | . | . | . | 0.5 | . | . | . | . | 1 | . | . | . | . | . | . | . | . | 1.546 | 0.761 | 1.458 | 0 | 3.765 | 187 | 14 | 5 | 0 | 206 | 0 | 0 | 0 | 0 | 0
2024 | 1 | DE | 99999 | Adjustment 2024 | Preliminary |  | 1.374 | -0.127 | NM | . | 5.18 | . | . | . | . | . | . | . | . | . | 0 | . | . | . | . | . | . | . | . | . | . | . | . | . | . | 0 | . | . | . | . | . | . | . | . | . | . | . | . | . | . | 0 | . | . | . | . | . | . | . | . | . | . | . | . | . | . | . | . | . | . | . | . | . | . | . | . | . | . | . | . | . | . | . | . | . | . | . | . | . | . | . | . | 1.374 | -0.127 | NM | . | 5.18 | . | . | . | . | . | . | . | . | . | .
2024 | 1 | FL | 6452 | Florida Power & Light Co | Preliminary | AC | 852.695 | 65.21 | 32.4 | . | 950.305 | 93539 | 812 | 714 | . | 95065 | . | . | . | . | 0 | . | . | . | . | 0 | 27506.396 | 1117.975 | 227.977 | . | 28852.348 | . | . | . | . | 0 | . | . | . | . | 0 | . | . | . | . | 0 | . | . | . | . | 0 | . | . | . | . | 0 | . | . | . | . | 0 | 0.026 | 0.019 | 0.11 | . | 0.155 | 6 | 8 | 4 | . | 18 | 0.294 | 0.177 | . | . | 0.471 | . | . | 9.149 | . | 9.149 | . | . | 4 | . | 4 | . | . | . | . | 0 | 852.721 | 65.229 | 41.659 | 0 | 959.609 | 93545 | 820 | 722 | 0 | 95087 | 27506.69 | 1118.152 | 227.977 | 0 | 28852.819
2024 | 1 | FL | 6455 | Duke Energy Florida, LLC | Preliminary | AC | 733.104 | 45.465 | 11.608 | 0 | 790.177 | 84031 | 810 | 29 | 0 | 84870 | . | . | . | . | 0 | . | . | . | . | 0 | . | . | . | . | 0 | . | . | . | . | 0 | . | . | . | . | 0 | . | . | . | . | 0 | . | . | . | . | 0 | . | . | . | . | 0 | . | . | . | . | 0 | 0.002 | 0.001 | 0 | 0 | 0.003 | 1 | 1 | 0 | 0 | 2 | . | . | . | . | 0 | . | 0.2 | 0.2 | 0 | 0.4 | . | 1 | 1 | 0 | 2 | . | . | . | . | 0 | 733.106 | 45.666 | 11.808 | 0 | 790.58 | 84032 | 812 | 30 | 0 | 84874 | 0 | 0 | 0 | 0 | 0
2024 | 1 | FL | 6457 | Florida Public Utilities Co | Preliminary | AC | 2.607 | 1.307 | 0 | 0 | 3.914 | 554 | 10 | 0 | 0 | 564 | 0 | 0 | 0 | 0 | . | 0 | 0 | 0 | 0 | . | 0 | 0 | 0 | 0 | . | 0 | 0 | 0 | 0 | . | 0 | 0 | 0 | 0 | . | 0 | 0 | 0 | 0 | . | 0 | 0 | 0 | 0 | . | 0 | 0 | 0 | 0 | . | 0 | 0 | 0 | 0 | . | 0 | 0 | 0 | 0 | . | 0 | 0 | 0 | 0 | . | 0 | 0 | 0 | 0 | . | 0 | 0 | 0 | 0 | . | 0 | 0 | 0 | 0 | . | 0 | 0 | 0 | 0 | . | 2.607 | 1.307 | NM | 0 | 3.914 | 554 | 10 | 0 | 0 | 564 | 0 | 0 | 0 | 0 | 0
2024 | 1 | FL | 9617 | JEA | Preliminary | DC | 47.931 | 9.355 | . | . | 57.286 | 5499 | 118 | . | . | 5617 | . | . | . | . | 0 | . | . | . | . | 0 | 1346.587 | 217.416 | . | . | 1564.003 | . | . | . | . | 0 | . | . | . | . | 0 | . | . | . | . | 0 | . | . | . | . | 0 | . | . | . | . | 0 | . | . | . | . | 0 | . | . | . | . | 0 | . | . | . | . | 0 | . | . | . | . | 0 | . | . | . | . | 0 | . | . | . | . | 0 | . | . | . | . | 0 | 47.931 | 9.355 | NM | 0 | 57.286 | 5499 | 118 | 0 | 0 | 5617 | 1346.587 | 217.416 | 0 | 0 | 1564.003
2024 | 1 | FL | 18454 | Tampa Electric Co | Preliminary | DC | 280.148 | 28.034 | 0.74 | 0 | 308.922 | 25154 | 268 | 3 | 0 | 25425 | 30.8 | 1 | 0 | 0 | 31.8 | 1019 | 45 | 0 | 0 | 1064 | 10656.4 | 412.999 | 15.313 | 0 | 11084.712 | 10.247 | 0.029 | 0 | 0 | 10.276 | 1118 | 1 | 0 | 0 | 1119 | 0 | 0 | 0 | 0 | 0 | 0 | 0 | 0 | 0 | 0 | 0 | 0 | 0 | 0 | 0 | 0 | 0 | 0 | 0 | 0 | 0 | 0 | 0 | 0 | 0 | 0 | 0 | 0 | 0 | 0 | 0 | 0 | 0 | 0 | 0 | 0 | 0.05 | 0 | 0 | 0.05 | 0 | 1 | 0 | 0 | 1 | 0 | 0 | 0 | 0 | 0 | 310.948 | 29.084 | 0.74 | 0 | 340.772 | 26173 | 314 | 3 | 0 | 26490 | 10656.4 | 412.999 | 15.313 | 0 | 11084.712
2024 | 1 | FL | 99999 | Adjustment 2024 | Preliminary |  | 281.638 | 30.811 | 0.454 | 0 | 312.903 | . | . | . | . | . | -5.372 | -0.174 | 0 | 0 | -5.546 | . | . | . | . | . | . | . | . | . | . | -1.787 | -0.005 | 0 | 0 | -1.792 | . | . | . | . | . | . | . | . | . | . | 0 | 0 | 0 | 0 | 0 | . | . | . | . | . | . | . | . | . | . | . | . | . | . | . | . | . | . | . | . | . | . | . | . | . | . | . | . | . | . | . | . | . | . | . | . | . | . | . | . | 276.267 | 30.637 | 0.454 | 0 | 307.357 | . | . | . | . | . | . | . | . | . | .
2024 | 1 | GA | 3916 | Cobb Electric Membership Corp | Preliminary | AC | 3.66 | 3.541 | . | . | 7.201 | 570 | 43 | . | . | 613 | . | . | . | . | 0 | . | . | . | . | 0 | 3.401 | 0 | . | . | 3.401 | . | 1 | . | . | 1 | . | 1 | . | . | 1 | . | 4 | . | . | 4 | . | . | . | . | 0 | . | . | . | . | 0 | . | . | . | . | 0 | . | . | . | . | 0 | . | . | . | . | 0 | . | . | . | . | 0 | . | . | . | . | 0 | . | . | . | . | 0 | . | . | . | . | 0 | 3.66 | 3.541 | NM | 0 | 7.201 | 570 | 43 | 0 | 0 | 613 | 3.401 | 0 | 0 | 0 | 3.401
2024 | 1 | GA | 7140 | Georgia Power Co | Preliminary | AC | 64.61 | 20 | 2.97 | . | 87.58 | 9856 | 425 | 31 | . | 10312 | . | . | . | . | . | . | . | . | . | . | . | . | . | . | . | . | . | . | . | . | . | . | . | . | . | . | . | . | . | . | . | . | . | . | . | . | . | . | . | . | . | . | . | . | . | . | . | . | . | . | . | . | . | . | . | . | . | . | . | . | . | . | . | . | . | . | . | . | . | . | . | . | . | . | . | 64.61 | 20 | 2.97 | 0 | 87.58 | 9856 | 425 | 31 | 0 | 10312 | 0 | 0 | 0 | 0 | 0
2024 | 1 | GA | 9601 | Jackson Electric Member Corp - (GA) | Preliminary | DC | 8.007 | 3.557 | . | . | 11.564 | 1015 | 29 | . | . | 1044 | . | . | . | . | 0 | . | . | . | . | 0 | 195.898 | 47.429 | . | . | 243.327 | . | . | . | . | 0 | . | . | . | . | 0 | . | . | . | . | 0 | . | . | . | . | 0 | . | . | . | . | 0 | . | . | . | . | 0 | . | . | . | . | 0 | . | . | . | . | 0 | . | . | . | . | 0 | . | . | . | . | 0 | . | . | . | . | 0 | . | . | . | . | 0 | 8.007 | 3.557 | NM | 0 | 11.564 | 1015 | 29 | 0 | 0 | 1044 | 195.898 | 47.429 | 0 | 0 | 243.327
2024 | 1 | GA | 99999 | Adjustment 2024 | Preliminary |  | 40.239 | 8.254 | 2.773 | . | 51.265 | . | . | . | . | . | . | . | . | . | 0 | . | . | . | . | . | . | . | . | . | . | . | . | . | . | 0 | . | . | . | . | . | . | . | . | . | . | . | . | . | . | 0 | . | . | . | . | . | . | . | . | . | . | . | . | . | . | . | . | . | . | . | . | . | . | . | . | . | . | . | . | . | . | . | . | . | . | . | . | . | . | . | . | 40.239 | 8.254 | 2.773 | . | 51.265 | . | . | . | . | . | . | . | . | . | .
2024 | 1 | HI | 8287 | Hawaii Electric Light Co Inc | Preliminary | AC | 76.781 | 21.877 | 1.431 | 0 | 100.089 | 13670 | 749 | 31 | 0 | 14450 | . | . | . | . | 0 | . | . | . | . | 0 | . | . | . | . | 0 | 14.982 | 1.23 | 0.003 | 0 | 16.215 | 2023 | 34 | 1 | 0 | 2058 | 35.715 | 2.003 | 0 | 0 | 37.718 | . | . | . | . | 0 | . | . | . | . | 0 | . | . | . | . | 0 | 0.05 | . | 0.167 | . | 0.217 | 15 | . | 3 | . | 18 | . | . | . | . | 0 | . | . | 0.049 | . | 0.049 | . | . | 1 | . | 1 | . | . | . | . | 0 | 76.831 | 21.877 | 1.647 | 0 | 100.355 | 13685 | 749 | 35 | 0 | 14469 | 0 | 0 | 0 | 0 | 0
2024 | 1 | HI | 10071 | Kauai Island Utility Cooperative | Preliminary | AC | 24.956 | 10.826 | 0 | 0 | 35.782 | 5564 | 413 | 0 | 0 | 5977 | 0 | 0 | 0 | 0 | 0 | 0 | 0 | 0 | 0 | 0 | 1051.212 | 326.262 | 0 | 0 | 1377.474 | 12.774 | 1.234 | 0 | 0 | 14.008 | 1785 | 38 | 0 | 0 | 1823 | 32.917 | 3.065 | 0 | 0 | 35.982 | 0 | 0 | 0 | 0 | 0 | 0 | 0 | 0 | 0 | 0 | 0 | 0 | 0 | 0 | 0 | 0.01 | 0.001 | 0 | 0 | 0.011 | 6 | 1 | 0 | 0 | 7 | 0.152 | 0 | 0 | 0 | 0.152 | 0 | 0 | 0 | 0 | 0 | 0 | 0 | 0 | 0 | 0 | 0 | 0 | 0 | 0 | 0 | 24.966 | 10.827 | NM | 0 | 35.793 | 5570 | 414 | 0 | 0 | 5984 | 1051.364 | 326.262 | 0 | 0 | 1377.626
2024 | 1 | HI | 11843 | Maui Electric Co Ltd | Preliminary | AC | 68.601 | 29.127 | . | . | 97.728 | 12684 | 1031 | . | . | 13715 | . | . | . | . | 0 | . | . | . | . | 0 | . | . | . | . | 0 | 14.651 | 1.129 | . | . | 15.78 | 1838 | 39 | . | . | 1877 | 38.53 | 2.737 | . | . | 41.267 | . | . | . | . | 0 | . | . | . | . | 0 | . | . | . | . | 0 | 0.021 | 0.057 | . | . | 0.078 | 7 | 5 | . | . | 12 | . | . | . | . | 0 | . | . | . | . | 0 | . | . | . | . | 0 | . | . | . | . | 0 | 68.622 | 29.184 | NM | 0 | 97.806 | 12691 | 1036 | 0 | 0 | 13727 | 0 | 0 | 0 | 0 | 0
2024 | 1 | HI | 19547 | Hawaiian Electric Co Inc | Preliminary | AC | 319.635 | 66.607 | . | . | 386.242 | 62018 | 1796 | . | . | 63814 | . | . | . | . | 0 | . | . | . | . | 0 | . | . | . | . | 0 | 78.712 | 0.736 | . | . | 79.448 | 10143 | 33 | . | . | 10176 | 212.157 | 2.518 | . | . | 214.675 | . | . | . | . | 0 | . | . | . | . | 0 | . | . | . | . | 0 | 0.001 | 0.024 | . | . | 0.025 | 1 | 3 | . | . | 4 | . | . | . | . | 0 | . | . | . | . | 0 | . | . | . | . | 0 | . | . | . | . | 0 | 319.636 | 66.631 | NM | 0 | 386.267 | 62019 | 1799 | 0 | 0 | 63818 | 0 | 0 | 0 | 0 | 0
2024 | 1 | HI | 99999 | Adjustment 2024 | Preliminary |  | . | . | . | . | . | . | . | . | . | . | . | . | . | . | . | . | . | . | . | . | . | . | . | . | . | . | . | . | . | . | . | . | . | . | . | . | . | . | . | . | . | . | . | . | . | . | . | . | . | . | . | . | . | . | . | . | . | . | . | . | . | . | . | . | . | . | . | . | . | . | . | . | . | . | . | . | . | . | . | . | . | . | . | . | . | . | . | . | . | . | . | . | . | . | . | . | . | . | . | .
2024 | 1 | IA | 9417 | Interstate Power and Light Co | Preliminary | AC | 70.608 | 98.185 | 1.693 | . | 170.486 | 8539 | 2812 | 14 | . | 11365 | . | . | . | . | 0 | . | . | . | . | 0 | . | . | . | . | 0 | . | . | . | . | 0 | . | . | . | . | 0 | . | . | . | . | 0 | . | . | . | . | 0 | . | . | . | . | 0 | . | . | . | . | 0 | 0.304 | 4.105 | 0.01 | . | 4.419 | 41 | 62 | 1 | . | 104 | . | . | . | . | 0 | . | 0.4 | . | . | 0.4 | . | 1 | . | . | 1 | . | . | . | . | 0 | 70.912 | 102.69 | 1.703 | 0 | 175.305 | 8580 | 2875 | 15 | 0 | 11470 | 0 | 0 | 0 | 0 | 0
2024 | 1 | IA | 12341 | MidAmerican Energy Co | Preliminary | AC | 32.355 | 22.56 | 6.882 | . | 61.797 | 3995 | 520 | 25 | . | 4540 | . | . | . | . | 0 | . | . | . | . | 0 | 496.25 | 123.83 | 11.315 | . | 631.395 | . | . | . | . | 0 | . | . | . | . | 0 | . | . | . | . | 0 | . | . | . | . | 0 | . | . | . | . | 0 | . | . | . | . | 0 | 0.403 | 0.78 | 0.114 | . | 1.297 | 42 | 19 | 2 | . | 63 | 4.087 | 2.16 | 0 | . | 6.247 | . | . | 2 | . | 2 | . | . | 1 | . | 1 | . | . | 0 | . | 0 | 32.758 | 23.34 | 8.996 | 0 | 65.094 | 4037 | 539 | 28 | 0 | 4604 | 500.337 | 125.99 | 11.315 | 0 | 637.642
2024 | 1 | IA | 99999 | Adjustment 2024 | Preliminary |  | 25.721 | 13.821 | 0.063 | . | 39.605 | . | . | . | . | . | . | . | . | . | . | . | . | . | . | . | . | . | . | . | . | . | . | . | . | . | . | . | . | . | . | . | . | . | . | . | . | . | . | . | . | . | . | . | . | . | . | . | . | . | . | . | . | . | . | . | . | . | . | . | . | . | . | . | . | . | . | . | . | . | . | . | . | . | . | . | . | . | . | . | . | 25.721 | 13.821 | 0.063 | . | 39.605 | . | . | . | . | . | . | . | . | . | .
2024 | 1 | ID | 9187 | City of Idaho Falls - (ID) | Preliminary | AC | 1.084 | 0.09 | 0 | 0 | 1.174 | 150 | 5 | 0 | 0 | 155 | 0 | 0 | 0 | 0 | 0 | 0 | 0 | 0 | 0 | 0 | 0 | 0 | 0 | 0 | 0 | 0 | 0 | 0 | 0 | 0 | 0 | 0 | 0 | 0 | 0 | 0 | 0 | 0 | 0 | 0 | 0 | 0 | 0 | 0 | 0 | 0 | 0 | 0 | 0 | 0 | 0 | 0 | 0 | 0 | 0 | 0 | 0 | 0 | 0 | 0 | 0 | 0 | 0 | 0 | 0 | 0 | 0 | 0 | 0 | 0 | 0 | 0 | 0 | 0 | 0 | 0 | 0 | 0 | 0 | 0 | 0 | 0 | 0 | 0 | 0 | 1.084 | 0.09 | NM | 0 | 1.174 | 150 | 5 | 0 | 0 | 155 | 0 | 0 | 0 | 0 | 0
2024 | 1 | ID | 9191 | Idaho Power Co | Preliminary | DC | 128.451 | 8.394 | 20.805 | 0 | 157.65 | 16859 | 297 | 225 | 0 | 17381 | . | . | . | . | 0 | . | . | . | . | 0 | . | . | . | . | 0 | . | . | . | . | 0 | . | . | . | . | 0 | . | . | . | . | 0 | . | . | . | . | 0 | . | . | . | . | 0 | . | . | . | . | 0 | 0.106 | . | . | . | 0.106 | 24 | . | . | . | 24 | . | . | . | . | 0 | 0.076 | 0.085 | . | . | 0.161 | 7 | 4 | . | . | 11 | . | . | . | . | 0 | 128.633 | 8.479 | 20.805 | 0 | 157.917 | 16890 | 301 | 225 | 0 | 17416 | 0 | 0 | 0 | 0 | 0
2024 | 1 | ID | 10454 | Kootenai Electric Cooperative | Preliminary | DC | 1.364 | . | . | . | 1.364 | 186 | . | . | . | 186 | 0.052 | . | . | . | 0.052 | 53 | . | . | . | 53 | . | . | . | . | 0 | . | . | . | . | 0 | . | . | . | . | 0 | . | . | . | . | 0 | . | . | . | . | 0 | . | . | . | . | 0 | . | . | . | . | 0 | 0.018 | . | . | . | 0.018 | 5 | . | . | . | 5 | . | . | . | . | 0 | . | . | . | . | 0 | . | . | . | . | 0 | . | . | . | . | 0 | 1.434 | NM | NM | 0 | 1.434 | 244 | 0 | 0 | 0 | 244 | 0 | 0 | 0 | 0 | 0
2024 | 1 | ID | 11273 | Lower Valley Energy Inc | Preliminary | AC | 0.022 | . | . | . | 0.022 | 2 | . | . | . | 2 | . | . | . | . | 0 | . | . | . | . | 0 | . | . | . | . | 0 | . | . | . | . | 0 | . | . | . | . | 0 | . | . | . | . | 0 | . | . | . | . | 0 | . | . | . | . | 0 | . | . | . | . | 0 | 0.002 | . | . | . | 0.002 | 1 | . | . | . | 1 | . | . | . | . | 0 | . | . | . | . | 0 | . | . | . | . | 0 | . | . | . | . | 0 | 0.024 | NM | NM | 0 | 0.024 | 3 | 0 | 0 | 0 | 3 | 0 | 0 | 0 | 0 | 0
2024 | 1 | ID | 14354 | PacifiCorp | Preliminary | DC | 21.461 | 1.23 | 0.399 | 0 | 23.09 | 2573 | 63 | 7 | 0 | 2643 | . | . | . | . | 0 | . | . | . | . | 0 | . | . | . | . | 0 | 2.837 | 0.031 | 0 | 0 | 2.868 | 303 | 2 | 0 | 0 | 305 | 3.734 | 0.062 | 0 | 0 | 3.796 | . | . | . | . | 0 | . | . | . | . | 0 | . | . | . | . | 0 | 0.222 | 0.057 | 0 | 0 | 0.279 | 65 | 8 | 0 | 0 | 73 | . | . | . | . | 0 | 0.008 | 0 | 0 | 0 | 0.008 | 2 | 0 | 0 | 0 | 2 | . | . | . | . | 0 | 21.691 | 1.287 | 0.399 | 0 | 23.377 | 2640 | 71 | 7 | 0 | 2718 | 0 | 0 | 0 | 0 | 0
2024 | 1 | ID | 20169 | Avista Corp | Preliminary | AC | 3.065 | 0.598 | . | . | 3.663 | 497 | 30 | . | . | 527 | . | . | . | . | 0 | . | . | . | . | 0 | . | . | . | . | 0 | . | . | . | . | 0 | . | . | . | . | 0 | . | . | . | . | 0 | . | . | . | . | 0 | . | . | . | . | 0 | . | . | . | . | 0 | 0.013 | 0.002 | . | . | 0.015 | 4 | 1 | . | . | 5 | . | . | . | . | 0 | 0.011 | 0.065 | . | . | 0.076 | 3 | 1 | . | . | 4 | . | . | . | . | 0 | 3.089 | 0.665 | NM | 0 | 3.754 | 504 | 32 | 0 | 0 | 536 | 0 | 0 | 0 | 0 | 0
2024 | 1 | ID | 99999 | Adjustment 2024 | Preliminary |  | -24.386 | -1.303 | -3.698 | 0 | -29.387 | . | . | . | . | . | -0.009 | . | . | . | -0.009 | . | . | . | . | . | . | . | . | . | . | -0.495 | -0.005 | 0 | 0 | -0.5 | . | . | . | . | . | . | . | . | . | . | . | . | . | . | 0 | . | . | . | . | . | . | . | . | . | . | . | . | . | . | . | . | . | . | . | . | . | . | . | . | . | . | . | . | . | . | . | . | . | . | . | . | . | . | . | . | -24.395 | -1.303 | -3.698 | 0 | -29.396 | . | . | . | . | . | . | . | . | . | .
2024 | 1 | IL | 4110 | Commonwealth Edison Co | Preliminary | AC | 374.275 | 201.531 | . | . | 575.806 | 52145 | 1208 | . | . | 53353 | 92.022 | 70.454 | . | . | 162.476 | 19977 | 4077 | . | . | 24054 | . | . | . | . | 0 | . | . | . | . | 0 | . | . | . | . | 0 | . | . | . | . | 0 | . | . | . | . | 0 | . | . | . | . | 0 | . | . | . | . | 0 | 0.18 | 2.418 | . | . | 2.598 | 32 | 12 | . | . | 44 | . | . | . | . | 0 | . | 0.375 | . | . | 0.375 | . | 1 | . | . | 1 | . | . | . | . | 0 | 466.477 | 274.778 | NM | 0 | 741.255 | 72154 | 5298 | 0 | 0 | 77452 | 0 | 0 | 0 | 0 | 0
2024 | 1 | IL | 12341 | MidAmerican Energy Co | Preliminary | AC | 3.447 | 5.213 | 2.18 | . | 10.84 | 411 | 87 | 4 | . | 502 | . | . | . | . | 0 | . | . | . | . | 0 | 0.51 | 3.284 | 0 | . | 3.794 | . | . | . | . | 0 | . | . | . | . | 0 | . | . | . | . | 0 | . | . | . | . | 0 | . | . | . | . | 0 | . | . | . | . | 0 | 0.002 | 0.62 | . | . | 0.622 | 1 | 2 | . | . | 3 | . | . | . | . | 0 | . | . | . | . | 0 | . | . | . | . | 0 | . | . | . | . | 0 | 3.449 | 5.833 | 2.18 | 0 | 11.462 | 412 | 89 | 4 | 0 | 505 | 0.51 | 3.284 | 0 | 0 | 3.794
2024 | 1 | IL | 13032 | Mt Carmel Public Utility Co | Preliminary | AC | 0.479 | 0.171 | 0 | 0 | 0.65 | 43 | 8 | 0 | 0 | 51 | . | . | . | . | 0 | . | . | . | . | 0 | 16.026 | 3.736 | 0 | 0 | 19.762 | . | . | . | . | 0 | . | . | . | . | 0 | . | . | . | . | 0 | . | . | . | . | 0 | . | . | . | . | 0 | . | . | . | . | 0 | . | . | . | . | 0 | . | . | . | . | 0 | . | . | . | . | 0 | . | . | . | . | 0 | . | . | . | . | 0 | . | . | . | . | 0 | 0.479 | 0.171 | NM | 0 | 0.65 | 43 | 8 | 0 | 0 | 51 | 16.026 | 3.736 | 0 | 0 | 19.762
2024 | 1 | IL | 56697 | Ameren Illinois Company | Preliminary | DC | 181.015 | 147.677 | . | . | 328.692 | 18384 | 2083 | . | . | 20467 | 38.227 | 58.562 | . | . | 0 | 7302 | 1541 | . | . | 0 | . | . | . | . | 0 | . | . | . | . | 0 | . | . | . | . | 0 | . | . | . | . | 0 | . | . | . | . | 0 | . | . | . | . | 0 | . | . | . | . | 0 | 0.353 | 0.126 | . | . | 0 | 73 | 20 | . | . | 0 | . | . | . | . | 0 | . | . | . | . | 0 | . | . | . | . | 0 | . | . | . | . | 0 | 219.595 | 206.365 | NM | 0 | 425.96 | 25759 | 3644 | 0 | 0 | 29403 | 0 | 0 | 0 | 0 | 0
2024 | 1 | IL | 99999 | Adjustment 2024 | Preliminary |  | 19.238 | -10.749 | 0.79 | . | 9.279 | . | . | . | . | . | -6.667 | -10.213 | . | . | 0 | . | . | . | . | . | . | . | . | . | . | . | . | . | . | 0 | . | . | . | . | . | . | . | . | . | . | . | . | . | . | 0 | . | . | . | . | . | . | . | . | . | . | . | . | . | . | . | . | . | . | . | . | . | . | . | . | . | . | . | . | . | . | . | . | . | . | . | . | . | . | . | . | 12.571 | -20.962 | 0.79 | . | 9.279 | . | . | . | . | . | . | . | . | . | .
2024 | 1 | IN | 9273 | Indianapolis Power & Light Co | Preliminary | AC | 7.429 | 5.219 | . | . | 12.648 | 1020 | 89 | . | . | 1109 | . | . | . | . | 0 | . | . | . | . | 0 | . | . | . | . | 0 | . | . | . | . | 0 | . | . | . | . | 0 | . | . | . | . | 0 | . | . | . | . | 0 | . | . | . | . | 0 | . | . | . | . | 0 | . | 0.05 | . | . | 0.05 | . | 1 | . | . | 1 | . | . | . | . | 0 | . | . | . | . | 0 | . | . | . | . | 0 | . | . | . | . | 0 | 7.429 | 5.269 | NM | 0 | 12.698 | 1020 | 90 | 0 | 0 | 1110 | 0 | 0 | 0 | 0 | 0
2024 | 1 | IN | 9324 | Indiana Michigan Power Co | Preliminary | AC | 13.207 | 16.585 | 5.096 | 0 | 34.888 | 1488 | 219 | 21 | 0 | 1728 | 0 | 0 | 0 | 0 | 0 | 0 | 0 | 0 | 0 | 0 | 175.583 | 164.328 | 27.76 | 0 | 367.671 | 1.504 | 0 | 0.05 | 0 | 1.554 | 316 | 0 | 1 | 0 | 317 | 3.691 | 0 | 0.038 | 0 | 3.729 | 0 | 0 | 0 | 0 | 0 | 0 | 0 | 0 | 0 | 0 | 0 | 0 | 0 | 0 | 0 | 0.095 | 0.025 | 0.01 | 0 | 0.13 | 23 | 6 | 1 | 0 | 30 | 1.098 | 0 | 0 | 0 | 1.098 | 0 | 0.24 | 0 | 0 | 0.24 | 0 | 1 | 0 | 0 | 1 | 0 | 0 | 0 | 0 | 0 | 13.302 | 16.85 | 5.106 | 0 | 35.258 | 1511 | 226 | 22 | 0 | 1759 | 176.681 | 164.328 | 27.76 | 0 | 368.769
2024 | 1 | IN | 13756 | Northern Indiana Pub Serv Co | Preliminary | AC | 12.5 | 43.074 | . | . | 55.574 | 1351 | 174 | . | . | 1525 | . | . | . | . | 0 | . | . | . | . | 0 | 1094.026 | 3806.886 | . | . | 4900.912 | . | . | . | . | 0 | . | . | . | . | 0 | . | . | . | . | 0 | . | . | . | . | 0 | . | . | . | . | 0 | . | . | . | . | 0 | 0.095 | 1.82 | . | . | 1.915 | 21 | 6 | . | . | 27 | 0.238 | 24.873 | . | . | 25.111 | . | . | . | . | 0 | . | . | . | . | 0 | . | . | . | . | 0 | 12.595 | 44.894 | NM | 0 | 57.489 | 1372 | 180 | 0 | 0 | 1552 | 1094.264 | 3831.759 | 0 | 0 | 4926.023
2024 | 1 | IN | 15470 | Duke Energy Indiana, LLC | Preliminary | AC | 30.099 | 47.123 | 3.366 | 0 | 80.588 | 3757 | 435 | 7 | 0 | 4199 | . | . | . | . | 0 | . | . | . | . | 0 | . | . | . | . | 0 | . | . | . | . | 0 | . | . | . | . | 0 | . | . | . | . | 0 | . | . | . | . | 0 | . | . | . | . | 0 | . | . | . | . | 0 | 0.061 | 2.13 | 0 | 0 | 2.191 | 22 | 11 | 0 | 0 | 33 | . | . | . | . | 0 | 0 | 0 | 0.744 | . | 0.744 | 0 | 0 | 1 | . | 1 | . | . | . | . | 0 | 30.16 | 49.253 | 4.11 | 0 | 83.523 | 3779 | 446 | 8 | 0 | 4233 | 0 | 0 | 0 | 0 | 0
2024 | 1 | IN | 17633 | Southern Indiana Gas & Elec Co | Preliminary | AC | 8.921 | 11.101 | . | . | 20.022 | 839 | 126 | . | . | 965 | . | . | . | . | . | . | . | . | . | . | 0 | 0 | . | . | . | . | . | . | . | . | . | . | . | . | . | . | . | . | . | . | . | . | . | . | . | . | . | . | . | . | . | . | . | . | . | 0.002 | 0.002 | . | . | 0.004 | 1 | 1 | . | . | 2 | 0 | 0 | . | . | . | . | . | . | . | . | . | . | . | . | . | . | . | . | . | . | 8.923 | 11.103 | NM | 0 | 20.026 | 840 | 127 | 0 | 0 | 967 | 0 | 0 | 0 | 0 | 0
2024 | 1 | IN | 99999 | Adjustment 2024 | Preliminary |  | 24.383 | 1.645 | 2.066 | . | 28.094 | . | . | . | . | . | . | . | . | . | . | . | . | . | . | . | . | . | . | . | . | . | . | . | . | . | . | . | . | . | . | . | . | . | . | . | . | . | . | . | . | . | . | . | . | . | . | . | . | . | . | . | . | . | . | . | . | . | . | . | . | . | . | . | . | . | . | . | . | . | . | . | . | . | . | . | . | . | . | . | . | 24.383 | 1.645 | 2.066 | . | 28.094 | . | . | . | . | . | . | . | . | . | .
2024 | 1 | KS | 5860 | Empire District Electric Co | Preliminary | AC | 0.788 | 0.419 | 0 | 0 | 1.207 | 79 | 18 | 0 | 0 | 97 | . | . | . | . | 0 | . | . | . | . | 0 | 0 | 0 | . | . | 0 | . | . | . | . | 0 | . | . | . | . | 0 | . | . | . | . | 0 | . | . | . | . | 0 | . | . | . | . | 0 | . | . | . | . | 0 | . | . | . | . | 0 | . | . | . | . | 0 | . | . | . | . | 0 | . | . | . | . | 0 | . | . | . | . | 0 | . | . | . | . | 0 | 0.788 | 0.419 | NM | 0 | 1.207 | 79 | 18 | 0 | 0 | 97 | 0 | 0 | 0 | 0 | 0
2024 | 1 | KS | 9996 | City of Kansas City - (KS) | Preliminary | AC | 1.841 | 1.062 | . | . | 2.903 | 277 | 20 | . | . | 297 | 0.023 | 0.402 | . | . | 0.425 | 23 | 3 | . | . | 26 | 37.271 | 3.847 | . | . | 41.118 | . | . | . | . | 0 | . | . | . | . | 0 | . | . | . | . | 0 | . | . | . | . | 0 | . | . | . | . | 0 | . | . | . | . | 0 | . | . | . | . | 0 | . | . | . | . | 0 | . | . | . | . | 0 | . | . | . | . | 0 | . | . | . | . | 0 | . | . | . | . | 0 | 1.864 | 1.464 | NM | 0 | 3.328 | 300 | 23 | 0 | 0 | 323 | 37.271 | 3.847 | 0 | 0 | 41.118
2024 | 1 | KS | 10000 | Evergy Metro | Preliminary | DC | 11.825 | 3.86 | 0.439 | . | 16.124 | 1336 | 94 | 6 | . | 1436 | 1.935 | 0.007 | . | . | 1.942 | 505 | 1 | . | . | 506 | 175.862 | 28.517 | 3.203 | . | 207.582 | . | . | . | . | 0 | . | . | . | . | 0 | . | . | . | . | 0 | . | . | . | . | 0 | . | . | . | . | 0 | . | . | . | . | 0 | 0.01 | 0.022 | . | . | 0.032 | 3 | 3 | . | . | 6 | 0.102 | 1.106 | . | . | 1.208 | . | . | . | . | 0 | . | . | . | . | 0 | . | . | . | . | 0 | 13.77 | 3.889 | 0.439 | 0 | 18.098 | 1844 | 98 | 6 | 0 | 1948 | 175.964 | 29.623 | 3.203 | 0 | 208.79
2024 | 1 | KS | 10005 | Evergy Kansas South, Inc | Preliminary | AC | 18.099 | 4.02 | 0.142 | . | 22.261 | 2292 | 81 | 5 | . | 2378 | 0.343 | 0.198 | . | . | 0.541 | 198 | 8 | . | . | 206 | 473.262 | 70.973 | 0.558 | . | 544.793 | . | . | . | . | 0 | . | . | . | . | 0 | . | . | . | . | 0 | . | . | . | . | 0 | . | . | . | . | 0 | . | . | . | . | 0 | 0.032 | 0.002 | . | . | 0.034 | 9 | 1 | . | . | 10 | 0.966 | 0 | . | . | 0.966 | 0.02 | . | . | . | 0.02 | 3 | . | . | . | 3 | 0.727 | . | . | . | 0.727 | 18.494 | 4.22 | 0.142 | 0 | 22.856 | 2502 | 90 | 5 | 0 | 2597 | 474.955 | 70.973 | 0.558 | 0 | 546.486
2024 | 1 | KS | 22500 | Evergy Kansas Central, Inc | Preliminary | AC | 20.407 | 6.396 | 0.759 | . | 27.562 | 2447 | 168 | 5 | . | 2620 | 0.458 | 0.019 | . | . | 0.477 | 307 | 5 | . | . | 312 | 403.118 | 55.692 | 5.797 | . | 464.607 | . | . | . | . | 0 | . | . | . | . | 0 | . | . | . | . | 0 | . | . | . | . | 0 | . | . | . | . | 0 | . | . | . | . | 0 | 0.085 | 0.359 | . | . | 0.444 | 15 | 11 | . | . | 26 | 1.396 | 1.024 | . | . | 2.42 | 0.008 | 0.01 | . | . | 0.018 | 3 | 1 | . | . | 4 | 0.118 | 0 | . | . | 0.118 | 20.958 | 6.784 | 0.759 | 0 | 28.501 | 2772 | 185 | 5 | 0 | 2962 | 404.632 | 56.716 | 5.797 | 0 | 467.145
2024 | 1 | KS | 99999 | Adjustment 2024 | Preliminary |  | 7.182 | 0.867 | -0.077 | . | 7.972 | . | . | . | . | . | -0.337 | -0.001 | . | . | -0.339 | . | . | . | . | . | . | . | . | . | . | . | . | . | . | 0 | . | . | . | . | . | . | . | . | . | . | . | . | . | . | 0 | . | . | . | . | . | . | . | . | . | . | . | . | . | . | . | . | . | . | . | . | . | . | . | . | . | . | . | . | . | . | . | . | . | . | . | . | . | . | . | . | 6.844 | 0.866 | -0.077 | . | 7.633 | . | . | . | . | . | . | . | . | . | .
2024 | 1 | KY | 9964 | Kenergy Corp | Preliminary | AC | 4.58 | 1.108 | 0 | 0 | 5.688 | 414 | 49 | 0 | 0 | 463 | . | . | . | . | . | . | . | . | . | . | . | . | . | . | . | . | . | . | . | . | . | . | . | . | . | . | . | . | . | . | . | . | . | . | . | . | . | . | . | . | . | . | . | . | . | . | . | . | . | . | . | . | . | . | . | . | . | . | . | . | . | . | . | . | . | . | . | . | . | . | . | . | . | . | . | 4.58 | 1.108 | NM | 0 | 5.688 | 414 | 49 | 0 | 0 | 463 | 0 | 0 | 0 | 0 | 0
2024 | 1 | KY | 10171 | Kentucky Utilities Co | Preliminary | DC | 18.451 | 3.691 | 0.07 | . | 22.212 | 2079 | 213 | 3 | . | 2295 | . | . | . | . | 0 | . | . | . | . | 0 | 706.524 | 148.71 | 0.48 | . | 855.714 | 1.001 | 0.087 | . | . | 1.088 | 163 | 6 | . | . | 169 | . | . | . | . | 0 | . | . | . | . | 0 | . | . | . | . | 0 | . | . | . | . | 0 | 0.009 | 0.002 | . | . | 0.011 | 4 | 1 | . | . | 5 | 0 | 0.004 | . | . | 0.004 | . | . | 0.05 | . | 0.05 | . | . | 1 | . | 1 | . | . | . | . | 0 | 18.46 | 3.693 | 0.12 | 0 | 22.273 | 2083 | 214 | 4 | 0 | 2301 | 706.524 | 148.714 | 0.48 | 0 | 855.718
2024 | 1 | KY | 11249 | Louisville Gas & Electric Co | Preliminary | DC | 19.681 | 1.359 | . | . | 21.04 | 2514 | 73 | . | . | 2587 | . | . | . | . | 0 | . | . | . | . | 0 | 517.467 | 78.645 | . | . | 596.112 | 0.627 | 0.02 | . | . | 0.647 | 92 | 2 | . | . | 94 | . | . | . | . | 0 | . | . | . | . | 0 | . | . | . | . | 0 | . | . | . | . | 0 | 0.008 | 0.006 | . | . | 0.014 | 3 | 2 | . | . | 5 | 0.023 | 0.016 | . | . | 0.039 | . | . | . | . | 0 | . | . | . | . | 0 | . | . | . | . | 0 | 19.689 | 1.365 | NM | 0 | 21.054 | 2517 | 75 | 0 | 0 | 2592 | 517.49 | 78.661 | 0 | 0 | 596.151
2024 | 1 | KY | 17564 | South Kentucky Rural E C C | Preliminary | AC | 1.237 | 0.093 | 0.113 | . | 1.443 | 141 | 8 | 3 | . | 152 | . | . | . | . | . | . | . | . | . | . | 23.456 | 8.522 | 1.716 | . | 33.694 | . | . | . | . | . | . | . | . | . | . | . | . | . | . | . | . | . | . | . | . | . | . | . | . | . | . | . | . | . | . | . | . | . | . | . | . | . | . | . | . | . | . | . | . | . | . | . | . | . | . | . | . | . | . | . | . | . | . | . | . | 1.237 | 0.093 | 0.113 | 0 | 1.443 | 141 | 8 | 3 | 0 | 152 | 23.456 | 8.522 | 1.716 | 0 | 33.694
2024 | 1 | KY | 19446 | Duke Energy Kentucky | Preliminary | AC | 5.497 | 0.806 | 0.017 | . | 6.32 | 801 | 18 | 2 | . | 821 | . | . | . | . | . | . | . | . | . | . | . | . | . | . | . | . | . | . | . | . | . | . | . | . | . | . | . | . | . | . | . | . | . | . | . | . | . | . | . | . | . | . | . | . | . | . | . | . | . | . | . | . | . | . | . | . | . | . | . | . | . | . | . | . | . | . | . | . | . | . | . | . | . | . | . | 5.497 | 0.806 | 0.017 | 0 | 6.32 | 801 | 18 | 2 | 0 | 821 | 0 | 0 | 0 | 0 | 0
2024 | 1 | KY | 22053 | Kentucky Power Co | Preliminary | AC | 2.424 | 0.859 | 0.03 | 0 | 3.313 | 256 | 31 | 1 | 0 | 288 | 0 | 0 | 0 | 0 | 0 | 0 | 0 | 0 | 0 | 0 | 39.266 | 3.552 | 0 | 0 | 42.818 | 0.286 | 0 | 0.01 | 0 | 0.296 | 53 | 0 | 1 | 0 | 54 | 0.755 | 0 | 0.01 | 0 | 0.765 | 0 | 0 | 0 | 0 | 0 | 0 | 0 | 0 | 0 | 0 | 0 | 0 | 0 | 0 | 0 | 0 | 0 | 0 | 0 | 0 | 0 | 0 | 0 | 0 | 0 | 0 | 0 | 0 | 0 | 0 | 0 | 0 | 0 | 0 | 0 | 0 | 0 | 0 | 0 | 0 | 0 | 0 | 0 | 0 | 0 | 2.424 | 0.859 | 0.03 | 0 | 3.313 | 256 | 31 | 1 | 0 | 288 | 39.266 | 3.552 | 0 | 0 | 42.818
2024 | 1 | KY | 49998 | City of Berea Municipal Utility | Preliminary | AC | 0.126 | 0.261 | 0 | 0 | 0.387 | 23 | 8 | 0 | 0 | 31 | 0 | 0 | 0 | 0 | 0 | 0 | 0 | 0 | 0 | 0 | 2.937 | 0.238 | . | . | 3.175 | 0 | 0 | 0 | 0 | 0 | 0 | 0 | 0 | 0 | 0 | 0 | 0 | 0 | 0 | 0 | 0 | 0 | 0 | 0 | 0 | 0 | 0 | 0 | 0 | 0 | 0 | 0 | 0 | 0 | 0 | 0 | 0 | 0 | 0 | 0 | 0 | 0 | 0 | 0 | 0 | 0 | 0 | 0 | 0 | 0 | 0 | 0 | 0 | 0 | 0 | 0 | 0 | 0 | 0 | 0 | 0 | 0 | 0 | 0 | 0 | 0.126 | 0.261 | NM | 0 | 0.387 | 23 | 8 | 0 | 0 | 31 | 2.937 | 0.238 | 0 | 0 | 3.175
2024 | 1 | KY | 99999 | Adjustment 2024 | Preliminary |  | 20.006 | 2.302 | -0.012 | . | 22.296 | . | . | . | . | . | . | . | . | . | 0 | . | . | . | . | . | . | . | . | . | . | -0.284 | -0.019 | . | . | -0.303 | . | . | . | . | . | . | . | . | . | . | . | . | . | . | 0 | . | . | . | . | . | . | . | . | . | . | . | . | . | . | . | . | . | . | . | . | . | . | . | . | . | . | . | . | . | . | . | . | . | . | . | . | . | . | . | . | 20.006 | 2.302 | -0.012 | . | 22.296 | . | . | . | . | . | . | . | . | . | .
2024 | 1 | LA | 3265 | Cleco Power LLC | Preliminary | AC | 20.768 | 1.463 | 0 | 0 | 22.231 | 3630 | 124 | 0 | 0 | 3754 | . | . | . | . | 0 | . | . | . | . | 0 | . | . | . | . | 0 | . | . | . | . | 0 | . | . | . | . | 0 | . | . | . | . | 0 | . | . | . | . | 0 | . | . | . | . | 0 | . | . | . | . | 0 | 0.008 | . | . | . | 0.008 | 4 | . | . | . | 4 | . | . | . | . | 0 | . | . | . | . | 0 | . | . | . | . | 0 | . | . | . | . | 0 | 20.776 | 1.463 | NM | 0 | 22.239 | 3634 | 124 | 0 | 0 | 3758 | 0 | 0 | 0 | 0 | 0
2024 | 1 | LA | 11241 | Entergy Louisiana LLC | Preliminary | DC | 85.993 | 7.969 | 0.097 | 0 | 94.059 | 13159 | 583 | 4 | 0 | 13746 | . | . | . | . | . | . | . | . | . | . | . | . | . | . | . | . | . | . | . | . | . | . | . | . | . | . | . | . | . | . | . | . | . | . | . | . | . | . | . | . | . | . | . | . | . | . | . | . | . | . | . | . | . | . | . | . | . | . | . | . | . | . | . | . | . | . | . | . | . | . | . | . | . | . | . | 85.993 | 7.969 | 0.097 | 0 | 94.059 | 13159 | 583 | 4 | 0 | 13746 | 0 | 0 | 0 | 0 | 0
2024 | 1 | LA | 13478 | Entergy New Orleans, LLC | Preliminary | DC | 55.235 | 1.888 | 0 | 0 | 57.123 | 9516 | 79 | 0 | 0 | 9595 | . | . | . | . | . | . | . | . | . | . | . | . | . | . | . | . | . | . | . | . | . | . | . | . | . | . | . | . | . | . | . | . | . | . | . | . | . | . | . | . | . | . | . | . | . | . | . | . | . | . | . | . | . | . | . | . | . | . | . | . | . | . | . | . | . | . | . | . | . | . | . | . | . | . | . | 55.235 | 1.888 | NM | 0 | 57.123 | 9516 | 79 | 0 | 0 | 9595 | 0 | 0 | 0 | 0 | 0
2024 | 1 | LA | 17698 | Southwestern Electric Power Co | Preliminary | AC | 7.824 | 1.591 | 0.006 | . | 9.421 | 1386 | 103 | 1 | . | 1490 | . | . | . | . | 0 | . | . | . | . | 0 | 185.221 | 5.048 | 0.265 | . | 190.534 | 0.01 | . | . | . | 0.01 | 1 | . | . | . | 1 | 0.148 | . | . | . | 0.148 | . | . | . | . | 0 | . | . | . | . | 0 | . | . | . | . | 0 | . | . | . | . | 0 | . | . | . | . | 0 | . | . | . | . | 0 | . | . | . | . | 0 | . | . | . | . | 0 | . | . | . | . | 0 | 7.824 | 1.591 | 0.006 | 0 | 9.421 | 1386 | 103 | 1 | 0 | 1490 | 185.221 | 5.048 | 0.265 | 0 | 190.534
2024 | 1 | LA | 99999 | Adjustment 2024 | Preliminary |  | 7.13 | 0.4 | -0.017 | 0 | 7.513 | . | . | . | . | . | . | . | . | . | . | . | . | . | . | . | . | . | . | . | . | . | . | . | . | . | . | . | . | . | . | . | . | . | . | . | . | . | . | . | . | . | . | . | . | . | . | . | . | . | . | . | . | . | . | . | . | . | . | . | . | . | . | . | . | . | . | . | . | . | . | . | . | . | . | . | . | . | . | . | . | 7.13 | 0.4 | -0.017 | 0 | 7.513 | . | . | . | . | . | . | . | . | . | .
2024 | 1 | MA | 6374 | Fitchburg Gas & Elec Light Co | Preliminary | AC | 20.048 | 2.133 | 0.991 | . | 23.172 | 3007 | 37 | 5 | . | 3049 | 0.4 | 11.055 | . | . | 11.455 | 45 | 33 | . | . | 78 | 1.462 | 0.604 | . | . | 2.066 | 0.231 | . | . | . | 0.231 | 19 | . | . | . | 19 | 0.129 | . | . | . | 0.129 | . | . | . | . | 0 | . | . | . | . | 0 | . | . | . | . | 0 | . | . | . | . | 0 | . | . | . | . | 0 | . | . | . | . | 0 | 0.002 | . | . | . | 0.002 | 2 | . | . | . | 2 | . | . | . | . | 0 | 20.45 | 13.188 | 0.991 | 0 | 34.629 | 3054 | 70 | 5 | 0 | 3129 | 1.462 | 0.604 | 0 | 0 | 2.066
2024 | 1 | MA | 8774 | City of Holyoke - (MA) | Preliminary | DC | 0.088 | 0.021 | . | . | 0.109 | 12 | 3 | . | . | 15 | . | . | . | . | . | . | . | . | . | . | . | . | . | . | . | . | . | . | . | . | . | . | . | . | . | . | . | . | . | . | . | . | . | . | . | . | . | . | . | . | . | . | . | . | . | . | . | . | . | . | . | . | . | . | . | . | . | . | . | . | . | . | . | . | . | . | . | . | . | . | . | . | . | . | . | 0.088 | 0.021 | NM | 0 | 0.109 | 12 | 3 | 0 | 0 | 15 | 0 | 0 | 0 | 0 | 0
2024 | 1 | MA | 11804 | Massachusetts Electric Co | Preliminary | AC | 605.125 | 691.717 | 0.107 | . | 1296.949 | 91956 | 2450 | 7 | . | 94413 | . | . | . | . | 0 | . | . | . | . | 0 | . | . | . | . | 0 | 0.472 | . | . | . | 0.472 | 67 | . | . | . | 67 | . | . | . | . | 0 | . | . | . | . | 0 | . | . | . | . | 0 | . | . | . | . | 0 | 0.194 | 21.187 | . | . | 21.381 | 29 | 23 | . | . | 52 | . | . | . | . | 0 | 0.169 | 4.525 | . | . | 4.694 | 66 | 25 | . | . | 91 | . | . | . | . | 0 | 605.488 | 717.429 | 0.107 | 0 | 1323.024 | 92051 | 2498 | 7 | 0 | 94556 | 0 | 0 | 0 | 0 | 0
2024 | 1 | MA | 13206 | Nantucket Electric Co | Preliminary | AC | 3.664 | 1.146 | . | . | 4.81 | 247 | 34 | . | . | 281 | . | . | . | . | . | . | . | . | . | . | . | . | . | . | . | . | . | . | . | . | . | . | . | . | . | . | . | . | . | . | . | . | . | . | . | . | . | . | . | . | . | . | . | . | . | 0.001 | 0.4 | . | . | 0.401 | 1 | 2 | . | . | 3 | . | . | . | . | . | . | . | . | . | . | . | . | . | . | . | . | . | . | . | . | 3.665 | 1.546 | NM | 0 | 5.211 | 248 | 36 | 0 | 0 | 284 | 0 | 0 | 0 | 0 | 0
2024 | 1 | MA | 15748 | Town of Reading - (MA) | Preliminary | AC | 2.099 | 2.529 | 0 | 0 | 4.628 | 268 | 22 | 0 | 0 | 290 | 0 | 0 | 0 | 0 | 0 | 0 | 0 | 0 | 0 | 0 | 31.849 | 11.43 | 0 | 0 | 43.279 | 0.205 | 0 | 0 | 0 | 0.205 | 20 | 0 | 0 | 0 | 20 | 0.41 | 0 | 0 | 0 | 0.41 | 0 | 0 | 0 | 0 | 0 | 0 | 0 | 0 | 0 | 0 | 0 | 0 | 0 | 0 | 0 | 0 | 0 | 0 | 0 | 0 | 0 | 0 | 0 | 0 | 0 | 0 | 0 | 0 | 0 | 0 | 0 | 0 | 0 | 0 | 0 | 0 | 0 | 0 | 0 | 0 | 0 | 0 | 0 | 0 | 0 | 2.099 | 2.529 | NM | 0 | 4.628 | 268 | 22 | 0 | 0 | 290 | 31.849 | 11.43 | 0 | 0 | 43.279
2024 | 1 | MA | 54913 | NSTAR Electric Company | Preliminary | AC | 519.665 | 701.82 | 71.945 | . | 1293.43 | 63834 | 1715 | 182 | . | 65731 | . | . | . | . | 0 | . | . | . | . | 0 | 12109.138 | . | 515.029 | 0 | 12624.167 | . | . | . | . | 0 | . | . | . | . | 0 | . | . | . | . | 0 | . | . | . | . | 0 | . | . | . | . | 0 | . | . | . | . | 0 | 0.556 | 32.341 | 4.16 | . | 37.057 | 82 | 26 | 3 | . | 111 | 3.373 | 4102.165 | . | . | 4105.538 | 0.874 | 4.297 | 76.965 | . | 82.136 | 3 | 9 | 188 | . | 200 | . | . | 515.029 | . | 515.029 | 521.095 | 738.458 | 153.07 | 0 | 1412.623 | 63919 | 1750 | 373 | 0 | 66042 | 12112.511 | 4102.165 | 1030.058 | 0 | 17244.734
2024 | 1 | MA | 99999 | Adjustment 2024 | Preliminary |  | 17.765 | 12.922 | 11.935 | . | 42.622 | . | . | . | . | . | . | . | . | . | . | . | . | . | . | . | . | . | . | . | . | . | . | . | . | . | . | . | . | . | . | . | . | . | . | . | . | . | . | . | . | . | . | . | . | . | . | . | . | . | . | . | . | . | . | . | . | . | . | . | . | . | . | . | . | . | . | . | . | . | . | . | . | . | . | . | . | . | . | . | . | 17.765 | 12.922 | 11.935 | . | 42.622 | . | . | . | . | . | . | . | . | . | .
2024 | 1 | MD | 1167 | Baltimore Gas & Electric Co | Preliminary | AC | 345.867 | 83.222 | 0 | 0 | 429.089 | 44565 | 938 | 0 | 0 | 45503 | 0 | 148.922 | 0 | 0 | 148.922 | 0 | 1560 | 0 | 0 | 1560 | . | . | . | . | 0 | . | . | . | . | 0 | . | . | . | . | 0 | . | . | . | . | 0 | . | . | . | . | 0 | . | . | . | . | 0 | . | . | . | . | 0 | 0.079 | 0.022 | 0 | 0 | 0.101 | 22 | 5 | 0 | 0 | 27 | . | . | . | . | 0 | . | . | . | . | 0 | . | . | . | . | 0 | . | . | . | . | 0 | 345.946 | 232.166 | NM | 0 | 578.112 | 44587 | 2503 | 0 | 0 | 47090 | 0 | 0 | 0 | 0 | 0
2024 | 1 | MD | 5027 | Delmarva Power | Preliminary | AC | 59.562 | 35.951 | 2.765 | 0 | 98.278 | 6310 | 233 | 3 | 0 | 6546 | . | . | . | . | . | . | . | . | . | . | . | . | . | . | . | . | . | . | . | . | . | . | . | . | . | . | . | . | . | . | . | . | . | . | . | . | . | . | . | . | . | . | . | . | . | 0.103 | 0.812 | 0 | 0 | 0.915 | 18 | 4 | 0 | 0 | 22 | . | . | . | . | . | 0 | 0 | 0 | 0 | . | 0 | 0 | 0 | 0 | . | . | . | . | . | . | 59.665 | 36.763 | 2.765 | 0 | 99.193 | 6328 | 237 | 3 | 0 | 6568 | 0 | 0 | 0 | 0 | 0
2024 | 1 | MD | 15263 | The Potomac Edison Company | Preliminary | AC | 71.018 | 34.479 | 15.311 | 0 | 120.808 | 7693 | 163 | 13 | 0 | 7869 | 0.249 | 3.248 | 0 | 0 | 3.497 | 8 | 15 | 0 | 0 | 23 | 0 | 0 | 0 | 0 | 0 | 4.693 | 0.02 | 0 | 0 | 4.713 | 296 | 1 | 0 | 0 | 297 | 0 | 0 | 0 | 0 | 0 | 0 | 0 | 0 | 0 | 0 | 0 | 0 | 0 | 0 | 0 | 0 | 0 | 0 | 0 | 0 | 0.095 | 0.023 | 0 | 0 | 0.118 | 28 | 6 | 0 | 0 | 34 | 0 | 0 | 0 | 0 | 0 | 0 | 0 | 0 | 0 | 0 | 0 | 0 | 0 | 0 | 0 | 0 | 0 | 0 | 0 | 0 | 71.362 | 37.75 | 15.311 | 0 | 124.423 | 7729 | 184 | 13 | 0 | 7926 | 0 | 0 | 0 | 0 | 0
2024 | 1 | MD | 15270 | Potomac Electric Power Co | Preliminary | AC | 262.507 | 59.47 | . | . | 321.977 | 32278 | 378 | . | . | 32656 | . | . | . | . | 0 | . | . | . | . | 0 | . | . | . | . | 0 | . | . | . | . | 0 | . | . | . | . | 0 | . | . | . | . | 0 | . | . | . | . | 0 | . | . | . | . | 0 | . | . | . | . | 0 | 0.016 | 0.002 | . | . | 0.018 | 1 | 1 | . | . | 2 | . | . | . | . | 0 | . | . | . | . | 0 | . | . | . | . | 0 | . | . | . | . | 0 | 262.523 | 59.472 | NM | 0 | 321.995 | 32279 | 379 | 0 | 0 | 32658 | 0 | 0 | 0 | 0 | 0
2024 | 1 | MD | 17637 | Southern Maryland Elec Coop Inc | Preliminary | AC | 77.817 | 4.851 | 0 | 0 | 82.668 | 8523 | 66 | 0 | 0 | 8589 | . | . | . | . | 0 | . | . | . | . | 0 | 1668.947 | 75.696 | . | . | 1744.643 | 1.055 | 0 | 0 | 0 | 1.055 | 148 | 0 | 0 | 0 | 148 | 2.479 | 0 | 0 | 0 | 2.479 | 0 | 0 | 0 | 0 | 0 | 0 | 0 | 0 | 0 | 0 | 0 | 0 | 0 | 0 | 0 | 0.02 | 0.016 | 0 | 0 | 0.036 | 3 | 3 | 0 | 0 | 6 | 0.691 | 0.12 | 0 | 0 | 0.811 | 0 | 0.32 | 0 | 0 | 0.32 | 0 | 1 | 0 | 0 | 1 | 0 | 0 | 0 | 0 | 0 | 77.837 | 5.187 | NM | 0 | 83.024 | 8526 | 70 | 0 | 0 | 8596 | 1669.638 | 75.816 | 0 | 0 | 1745.454
2024 | 1 | MD | 99999 | Adjustment 2024 | Preliminary |  | 20.007 | 18.364 | 2.857 | . | 41.228 | . | . | . | . | . | . | . | . | . | . | . | . | . | . | . | . | . | . | . | . | . | . | . | . | . | . | . | . | . | . | . | . | . | . | . | . | . | . | . | . | . | . | . | . | . | . | . | . | . | . | . | . | . | . | . | . | . | . | . | . | . | . | . | . | . | . | . | . | . | . | . | . | . | . | . | . | . | . | . | . | 20.007 | 18.364 | 2.857 | . | 41.228 | . | . | . | . | . | . | . | . | . | .
2024 | 1 | ME | 1179 | Versant Power | Preliminary | AC | 10.334 | 27.515 | 0.026 | 0 | 37.875 | 1456 | 213 | 1 | 0 | 1670 | 0.445 | 38.508 | 0 | 0 | 38.953 | 92 | 3309 | 0 | 0 | 3401 | . | . | . | . | 0 | 0.124 | 0 | 0 | 0 | 0.124 | 10 | 0 | 0 | 0 | 10 | 0.204 | 0 | 0 | 0 | 0.204 | 0 | 0 | 0 | 0 | 0 | 0 | 0 | 0 | 0 | 0 | 0 | 0 | 0 | 0 | 0 | 0.336 | 0.182 | 0.6 | 0 | 1.118 | 95 | 17 | 1 | 0 | 113 | . | . | . | . | 0 | 0 | 4.355 | 1.92 | 0 | 6.275 | 0 | 7 | 1 | 0 | 8 | . | . | . | . | 0 | 11.115 | 70.56 | 2.546 | 0 | 84.221 | 1643 | 3546 | 3 | 0 | 5192 | 0 | 0 | 0 | 0 | 0
2024 | 1 | ME | 3266 | Central Maine Power Co | Preliminary | AC | 76.245 | 489.584 | 0 | 0 | 565.829 | 9401 | 920 | 0 | 0 | 10321 | 0 | 431.825 | 0 | 0 | 431.825 | 0 | 40031 | 0 | 0 | 40031 | 1632.88 | 22630.709 | 0 | 0 | 24263.589 | 0 | 0 | 0 | 0 | 0 | 0 | 0 | 0 | 0 | 0 | 0 | 0 | 0 | 0 | 0 | 0 | 0 | 0 | 0 | 0 | 0 | 0 | 0 | 0 | 0 | 0 | 0 | 0 | 0 | 0 | 0.522 | 4.831 | 0 | 0 | 5.353 | 193 | 34 | 0 | 0 | 227 | 3.738 | 979.991 | 0 | 0 | 983.729 | 0.136 | 26.993 | 0 | 0 | 27.129 | 4 | 32 | 0 | 0 | 36 | 0 | 6866.717 | 0 | 0 | 6866.717 | 76.903 | 953.233 | NM | 0 | 1030.136 | 9598 | 41017 | 0 | 0 | 50615 | 1636.618 | 30477.417 | 0 | 0 | 32114.035
2024 | 1 | ME | 5609 | Eastern Maine Electric Coop | Preliminary | AC | 0.166 | 0.105 | . | . | 0.271 | 23 | 3 | . | . | 26 | . | . | . | . | 0 | . | . | . | . | 0 | . | . | . | . | 0 | . | . | . | . | 0 | . | . | . | . | 0 | . | . | . | . | 0 | . | . | . | . | 0 | . | . | . | . | 0 | . | . | . | . | 0 | 0.048 | . | . | . | 0.048 | 8 | . | . | . | 8 | . | . | . | . | 0 | . | . | . | . | 0 | . | . | . | . | 0 | . | . | . | . | 0 | 0.214 | 0.105 | NM | 0 | 0.319 | 31 | 3 | 0 | 0 | 34 | 0 | 0 | 0 | 0 | 0
2024 | 1 | ME | 99999 | Adjustment 2024 | Preliminary |  | 0.446 | 0.054 | . | . | 0.5 | . | . | . | . | . | . | . | . | . | . | . | . | . | . | . | . | . | . | . | . | . | . | . | . | . | . | . | . | . | . | . | . | . | . | . | . | . | . | . | . | . | . | . | . | . | . | . | . | . | . | . | . | . | . | . | . | . | . | . | . | . | . | . | . | . | . | . | . | . | . | . | . | . | . | . | . | . | . | . | . | 0.446 | 0.054 | . | . | 0.5 | . | . | . | . | . | . | . | . | . | .
2024 | 1 | MI | 392 | Alpena Power Co | Preliminary | AC | 0.091 | 0.017 | . | . | 0.108 | 10 | 2 | . | . | 12 | . | . | . | . | 0 | . | . | . | . | 0 | . | . | . | . | 0 | . | . | . | . | 0 | . | . | . | . | 0 | . | . | . | . | 0 | . | . | . | . | 0 | . | . | . | . | 0 | . | . | . | . | 0 | 0.038 | . | . | . | 0.038 | 15 | . | . | . | 15 | . | . | . | . | 0 | . | . | . | . | 0 | . | . | . | . | 0 | . | . | . | . | 0 | 0.129 | 0.017 | NM | 0 | 0.146 | 25 | 2 | 0 | 0 | 27 | 0 | 0 | 0 | 0 | 0
2024 | 1 | MI | 3828 | Cloverland Electric Co-op | Preliminary | AC | 0.209 | 0.214 | 0 | 0 | 0.423 | 32 | 9 | 0 | 0 | 41 | . | . | . | . | 0 | . | . | . | . | 0 | 1.324 | 0.365 | 0 | 0 | 1.689 | . | . | . | . | 0 | . | . | . | . | 0 | . | . | . | . | 0 | . | . | . | . | 0 | . | . | . | . | 0 | . | . | . | . | 0 | 0.05 | 0.011 | 0 | 0 | 0.061 | 15 | 3 | 0 | 0 | 18 | 0.16 | 0 | 0 | 0 | 0.16 | 0 | 0.208 | 0 | 0 | 0.208 | 0 | 1 | 0 | 0 | 1 | 0 | 0.245 | 0 | 0 | 0.245 | 0.259 | 0.433 | NM | 0 | 0.692 | 47 | 13 | 0 | 0 | 60 | 1.484 | 0.61 | 0 | 0 | 2.094
2024 | 1 | MI | 4254 | Consumers Energy Co - (MI) | Preliminary | DC | 77.312 | 32.652 | 0.312 | . | 110.276 | 9729 | 642 | 7 | . | 10378 | 2.83 | 1.67 | . | . | 4.5 | 2464 | 29 | . | . | 2493 | 545.081 | . | . | . | 545.081 | 9.814 | 0.235 | . | . | 10.049 | 1404 | 19 | . | . | 1423 | 16.048 | 0.378 | . | . | 16.426 | . | . | . | . | 0 | . | . | . | . | 0 | . | . | . | . | 0 | 0.353 | 0.177 | . | . | 0.53 | 78 | 17 | . | . | 95 | . | . | . | . | 0 | . | . | 0.19 | . | 0.19 | . | . | 1 | . | 1 | . | . | . | . | 0 | 80.495 | 34.499 | 0.502 | 0 | 115.496 | 12271 | 688 | 8 | 0 | 12967 | 545.081 | 0 | 0 | 0 | 545.081
2024 | 1 | MI | 5109 | DTE Electric Company | Preliminary | AC | 57.596 | 13.618 | 0.694 | . | 71.908 | 8794 | 479 | 30 | . | 9303 | . | . | . | . | 0 | . | . | . | . | 0 | . | . | . | . | 0 | . | . | . | . | 0 | . | . | . | . | 0 | . | . | . | . | 0 | . | . | . | . | 0 | . | . | . | . | 0 | . | . | . | . | 0 | 0.101 | 0.202 | . | . | 0.303 | 32 | 29 | . | . | 61 | . | . | . | . | 0 | 0.024 | 0.065 | 0.06 | . | 0.149 | 4 | 3 | 1 | . | 8 | . | . | . | . | 0 | 57.721 | 13.885 | 0.754 | 0 | 72.36 | 8830 | 511 | 31 | 0 | 9372 | 0 | 0 | 0 | 0 | 0
2024 | 1 | MI | 9324 | Indiana Michigan Power Co | Preliminary | AC | 4.015 | 1.107 | 0.158 | 0 | 5.28 | 516 | 43 | 2 | 0 | 561 | 0 | 0 | 0 | 0 | . | 0 | 0 | 0 | 0 | . | 33.477 | 14.484 | 0.04 | 0 | . | 0.482 | 0 | 0 | 0 | 0.482 | 102 | 0 | 0 | 0 | 102 | 1.164 | 0 | 0 | 0 | 1.164 | 0 | 0 | 0 | 0 | . | 0 | 0 | 0 | 0 | . | 0 | 0 | 0 | 0 | . | 0.022 | 0.006 | 0.005 | 0 | 0.033 | 6 | 1 | 1 | 0 | 8 | 0 | 0 | 0 | 0 | . | 0 | 0 | 0 | 0 | . | 0 | 0 | 0 | 0 | . | 0 | 0 | 0 | 0 | . | 4.037 | 1.113 | 0.163 | 0 | 5.313 | 522 | 44 | 3 | 0 | 569 | 33.477 | 14.484 | 0.04 | 0 | 48.001
2024 | 1 | MI | 10704 | City of Lansing - (MI) | Preliminary | AC | 1.96 | 1.146 | . | . | 3.106 | 309 | 24 | . | . | 333 | . | . | . | . | . | . | . | . | . | . | . | . | . | . | . | . | . | . | . | . | . | . | . | . | . | . | . | . | . | . | . | . | . | . | . | . | . | . | . | . | . | . | . | . | . | . | . | . | . | . | . | . | . | . | . | . | . | . | . | . | . | . | . | . | . | . | . | . | . | . | . | . | . | . | . | 1.96 | 1.146 | NM | 0 | 3.106 | 309 | 24 | 0 | 0 | 333 | 0 | 0 | 0 | 0 | 0
2024 | 1 | MI | 19578 | Upper Peninsula Power Company | Preliminary | AC | 1.607 | 0.28 | 0 | 0 | 1.887 | 249 | 7 | 0 | 0 | 256 | . | . | . | . | . | . | . | . | . | . | . | . | . | . | . | . | . | . | . | . | . | . | . | . | . | . | . | . | . | . | . | . | . | . | . | . | . | . | . | . | . | . | . | . | . | 0.076 | 0 | 0 | 0 | 0.076 | 20 | 0 | 0 | 0 | 20 | 0 | 0 | 0 | 0 | . | . | . | . | . | . | . | . | . | . | . | . | . | . | . | . | 1.683 | 0.28 | NM | 0 | 1.963 | 269 | 7 | 0 | 0 | 276 | 0 | 0 | 0 | 0 | 0
2024 | 1 | MI | 60631 | Upper Michigan Energy Resources Corp. | Preliminary | DC | 0.557 | 0.121 | . | . | 0.678 | 66 | 3 | . | . | 69 | . | . | . | . | 0 | . | . | . | . | 0 | . | . | . | . | 0 | 0.01 | . | . | . | 0.01 | 1 | . | . | . | 1 | . | . | . | . | 0 | . | . | . | . | 0 | . | . | . | . | 0 | . | . | . | . | 0 | 0.062 | 0.02 | . | . | 0.082 | 9 | 1 | . | . | 10 | . | . | . | . | 0 | 0.01 | 0.005 | . | . | 0.015 | 1 | 2 | . | . | 3 | . | . | . | . | 0 | 0.629 | 0.146 | NM | 0 | 0.775 | 76 | 6 | 0 | 0 | 82 | 0 | 0 | 0 | 0 | 0
2024 | 1 | MI | 99999 | Adjustment 2024 | Preliminary |  | -0.776 | -1.528 | NM | . | -2.033 | . | . | . | . | . | -0.494 | -0.291 | . | . | -0.784 | . | . | . | . | . | . | . | . | . | . | -1.713 | -0.041 | . | . | -1.754 | . | . | . | . | . | . | . | . | . | . | . | . | . | . | 0 | . | . | . | . | . | . | . | . | . | . | . | . | . | . | . | . | . | . | . | . | . | . | . | . | . | . | . | . | . | . | . | . | . | . | . | . | . | . | . | . | -1.27 | -1.819 | NM | . | -2.818 | . | . | . | . | . | . | . | . | . | .
2024 | 1 | MN | 689 | Connexus Energy | Preliminary | AC | 9.771 | 2.087 | 0 | 0 | 11.858 | 1099 | 34 | 0 | 0 | 1133 | 0.232 | 0.008 | 0 | 0 | 0.24 | 125 | 4 | 0 | 0 | 129 | . | . | . | . | 0 | . | . | . | . | 0 | . | . | . | . | 0 | . | . | . | . | 0 | . | . | . | . | 0 | . | . | . | . | 0 | . | . | . | . | 0 | 0.059 | 0.01 | 0 | 0 | 0.069 | 5 | 1 | 0 | 0 | 6 | . | . | . | . | 0 | 0.025 | 0 | 0 | 0 | 0.025 | 5 | 0 | 0 | 0 | 5 | . | . | . | . | 0 | 10.087 | 2.105 | NM | 0 | 12.192 | 1234 | 39 | 0 | 0 | 1273 | 0 | 0 | 0 | 0 | 0
2024 | 1 | MN | 5574 | East Central Energy | Preliminary | AC | 6.859 | 0.826 | 0 | 0 | 7.685 | 545 | 38 | 0 | 0 | 583 | . | . | . | . | 0 | . | . | . | . | 0 | 19.339 | 4.179 | 0 | 0 | 23.518 | . | . | . | . | 0 | . | . | . | . | 0 | . | . | . | . | 0 | . | . | . | . | 0 | . | . | . | . | 0 | . | . | . | . | 0 | 0.042 | 0.042 | 0 | 0 | 0.084 | 3 | 3 | 0 | 0 | 6 | 0 | 0.555 | 0 | 0 | 0.555 | . | . | . | . | 0 | . | . | . | . | 0 | . | . | . | . | 0 | 6.901 | 0.868 | NM | 0 | 7.769 | 548 | 41 | 0 | 0 | 589 | 19.339 | 4.734 | 0 | 0 | 24.073
2024 | 1 | MN | 10596 | City of Lake Crystal - (MN) | Preliminary | AC | 0.053 | 0.04 | . | . | 0.093 | 5 | 1 | . | . | 6 | . | . | . | . | . | . | . | . | . | . | . | . | . | . | . | 0.005 | 0.1 | . | . | 0.105 | 1 | 1 | . | . | 2 | . | . | . | . | . | . | . | . | . | . | . | . | . | . | . | . | . | . | . | . | . | . | . | . | . | . | . | . | . | . | . | . | . | . | . | . | . | . | . | . | . | . | . | . | . | . | . | . | . | . | 0.053 | 0.04 | NM | 0 | 0.093 | 5 | 1 | 0 | 0 | 6 | 0 | 0 | 0 | 0 | 0
2024 | 1 | MN | 12647 | ALLETE, Inc. | Preliminary | AC | 7.686 | 7.744 | 0.02 | . | 15.45 | 837 | 169 | 1 | . | 1007 | 0.518 | 0.522 | . | . | 1.04 | 94 | 3 | . | . | 97 | 7.481 | 13.391 | . | . | 20.872 | 0.38 | 0.006 | . | . | 0.386 | 24 | 1 | . | . | 25 | . | . | . | . | 0 | . | . | . | . | 0 | . | . | . | . | 0 | . | . | . | . | 0 | 0.082 | 0.093 | . | . | 0.175 | 8 | 7 | . | . | 15 | . | . | . | . | 0 | . | . | . | . | 0 | . | . | . | . | 0 | . | . | . | . | 0 | 8.286 | 8.359 | 0.02 | 0 | 16.665 | 939 | 179 | 1 | 0 | 1119 | 7.481 | 13.391 | 0 | 0 | 20.872
2024 | 1 | MN | 13781 | Northern States Power Co - Minnesota | Preliminary | DC | 82.473 | 53.176 | 18.264 | 0 | 153.913 | 10955 | 1207 | 229 | 0 | 12391 | . | . | . | . | . | . | . | . | . | . | . | . | . | . | . | . | . | . | . | . | . | . | . | . | . | . | . | . | . | . | . | . | . | . | . | . | . | . | . | . | . | . | . | . | . | . | . | . | . | . | . | . | . | . | . | . | . | . | . | . | . | . | . | . | . | . | . | . | . | . | . | . | . | . | . | 82.473 | 53.176 | 18.264 | 0 | 153.913 | 10955 | 1207 | 229 | 0 | 12391 | 0 | 0 | 0 | 0 | 0
2024 | 1 | MN | 14232 | Otter Tail Power Co | Preliminary | AC | 0.692 | 2.03 | 0 | 0 | 2.722 | 60 | 40 | 0 | 0 | 100 | 0 | 0 | 0 | 0 | 0 | 0 | 0 | 0 | 0 | 0 | 20.795 | 13.851 | 0 | 0 | 34.646 | 0 | 0 | 0 | 0 | 0 | 0 | 0 | 0 | 0 | 0 | 0 | 0 | 0 | 0 | 0 | 0 | 0 | 0 | 0 | 0 | 0 | 0 | 0 | 0 | 0 | 0 | 0 | 0 | 0 | 0 | 0.002 | 0.199 | 0 | 0 | 0.201 | 1 | 8 | 0 | 0 | 9 | 0 | 0.7 | 0 | 0 | 0.7 | 0 | 0.035 | 0 | 0 | 0.035 | 0 | 1 | 0 | 0 | 1 | 0 | 0 | 0 | 0 | 0 | 0.694 | 2.264 | NM | 0 | 2.958 | 61 | 49 | 0 | 0 | 110 | 20.795 | 14.551 | 0 | 0 | 35.346
2024 | 1 | MN | 16181 | Rochester Public Utilities | Preliminary | AC | 4.044 | 0.787 | 0 | 0 | 4.831 | 513 | 23 | 0 | 0 | 536 | 0.286 | 0 | 0 | 0 | 0.286 | 208 | 0 | 0 | 0 | 208 | 71.177 | 4.645 | 0 | 0 | 75.822 | 0.037 | 0 | 0 | 0 | 0.037 | 7 | 0 | 0 | 0 | 7 | 0.075 | 0 | 0 | 0 | 0.075 | 0 | 0 | 0 | 0 | 0 | 0 | 0 | 0 | 0 | 0 | 0 | 0 | 0 | 0 | 0 | 0.003 | 0 | 0 | 0 | 0.003 | 1 | 0 | 0 | 0 | 1 | 0 | 0 | 0 | 0 | 0 | 0 | 0 | 0 | 0 | 0 | 0 | 0 | 0 | 0 | 0 | 0 | 0 | 0 | 0 | 0 | 4.333 | 0.787 | NM | 0 | 5.12 | 722 | 23 | 0 | 0 | 745 | 71.177 | 4.645 | 0 | 0 | 75.822
2024 | 1 | MN | 17267 | Sioux Valley SW Elec Coop | Preliminary | DC | 0.425 | 0.028 | 0 | 0 | 0.453 | 19 | 2 | 0 | 0 | 21 | . | . | . | . | 0 | . | . | . | . | 0 | 14.961 | 0.357 | . | . | 15.318 | . | . | . | . | 0 | . | . | . | . | 0 | . | . | . | . | 0 | . | . | . | . | 0 | . | . | . | . | 0 | . | . | . | . | 0 | 0.059 | 0 | . | . | 0.059 | 2 | 0 | . | . | 2 | 1.242 | 0 | . | . | 1.242 | . | . | . | . | 0 | . | . | . | . | 0 | . | . | . | . | 0 | 0.484 | 0.028 | NM | 0 | 0.512 | 21 | 2 | 0 | 0 | 23 | 16.203 | 0.357 | 0 | 0 | 16.56
2024 | 1 | MN | 20996 | Wright-Hennepin Coop Elec Assn | Preliminary | AC | 3.544 | 0.51 | . | . | 4.054 | 279 | 16 | . | . | 295 | 0.075 | . | . | . | 0.075 | 40 | . | . | . | 40 | 11.736 | 0.151 | . | . | 11.887 | . | . | . | . | 0 | . | . | . | . | 0 | . | . | . | . | 0 | . | . | . | . | 0 | . | . | . | . | 0 | . | . | . | . | 0 | 0.08 | . | . | . | 0.08 | 5 | . | . | . | 5 | 0.453 | . | . | . | 0.453 | . | . | . | . | 0 | . | . | . | . | 0 | . | . | . | . | 0 | 3.699 | 0.51 | NM | 0 | 4.209 | 324 | 16 | 0 | 0 | 340 | 12.189 | 0.151 | 0 | 0 | 12.34
2024 | 1 | MN | 25177 | Dakota Electric Association | Preliminary | AC | 13.651 | 0.693 | 0 | . | 14.344 | 1372 | 21 | 0 | . | 1393 | . | . | . | . | . | . | . | . | . | . | . | . | . | . | . | . | . | . | . | . | . | . | . | . | . | . | . | . | . | . | . | . | . | . | . | . | . | . | . | . | . | . | . | . | . | 0.11 | 0.095 | 0 | . | 0.205 | 6 | 4 | 0 | . | 10 | . | . | . | . | . | . | . | . | . | . | . | . | . | . | . | . | . | . | . | . | 13.761 | 0.788 | NM | 0 | 14.549 | 1378 | 25 | 0 | 0 | 1403 | 0 | 0 | 0 | 0 | 0
2024 | 1 | MN | 99999 | Adjustment 2024 | Preliminary |  | 39.3 | 4.525 | -2.868 | 0 | 40.957 | . | . | . | . | . | . | . | . | . | 0 | . | . | . | . | . | . | . | . | . | . | . | . | . | . | 0 | . | . | . | . | . | . | . | . | . | . | . | . | . | . | 0 | . | . | . | . | . | . | . | . | . | . | . | . | . | . | . | . | . | . | . | . | . | . | . | . | . | . | . | . | . | . | . | . | . | . | . | . | . | . | . | . | 39.3 | 4.525 | -2.868 | 0 | 40.957 | . | . | . | . | . | . | . | . | . | .
2024 | 1 | MO | 4675 | Cuivre River Electric Coop Inc | Preliminary | AC | 2.053 | 0.008 | . | . | 2.061 | 238 | 1 | . | . | 239 | . | . | . | . | 0 | . | . | . | . | 0 | 43.592 | 0 | . | . | 43.592 | . | . | . | . | 0 | . | . | . | . | 0 | . | . | . | . | 0 | . | . | . | . | 0 | . | . | . | . | 0 | . | . | . | . | 0 | . | . | . | . | 0 | . | . | . | . | 0 | . | . | . | . | 0 | . | . | . | . | 0 | . | . | . | . | 0 | . | . | . | . | 0 | 2.053 | 0.008 | NM | 0 | 2.061 | 238 | 1 | 0 | 0 | 239 | 43.592 | 0 | 0 | 0 | 43.592
2024 | 1 | MO | 5860 | Empire District Electric Co | Preliminary | AC | 111.474 | 36.535 | 0.746 | 0 | 148.755 | 4295 | 461 | 7 | 0 | 4763 | . | . | . | . | 0 | . | . | . | . | 0 | 0 | 0 | 0 | . | 0 | . | . | . | . | 0 | . | . | . | . | 0 | . | . | . | . | 0 | . | . | . | . | 0 | . | . | . | . | 0 | . | . | . | . | 0 | 0.025 | 0.002 | . | . | 0.027 | 4 | 1 | . | . | 5 | 0 | . | . | . | 0 | . | . | . | . | 0 | . | . | . | . | 0 | . | . | . | . | 0 | 111.499 | 36.537 | 0.746 | 0 | 148.782 | 4299 | 462 | 7 | 0 | 4768 | 0 | 0 | 0 | 0 | 0
2024 | 1 | MO | 9231 | City of Independence - (MO) | Preliminary | AC | 4.581 | 1.105 | 0 | 0 | 5.686 | 608 | 42 | 0 | 0 | 650 | . | . | . | . | 0 | . | . | . | . | 0 | . | . | . | . | 0 | . | . | . | . | 0 | . | . | . | . | 0 | . | . | . | . | 0 | . | . | . | . | 0 | . | . | . | . | 0 | . | . | . | . | 0 | . | 0.002 | . | . | 0.002 | . | 1 | . | . | 1 | . | . | . | . | 0 | . | . | . | . | 0 | . | . | . | . | 0 | . | . | . | . | 0 | 4.581 | 1.107 | NM | 0 | 5.688 | 608 | 43 | 0 | 0 | 651 | 0 | 0 | 0 | 0 | 0
2024 | 1 | MO | 10000 | Evergy Metro | Preliminary | AC | 27.597 | 20.81 | 1.527 | . | 49.934 | 3187 | 828 | 53 | . | 4068 | 1.367 | 0.033 | . | . | 1.4 | 491 | 2 | . | . | 493 | 459.681 | 135.464 | 11.85 | . | 606.995 | 0.064 | . | . | . | 0.064 | 8 | . | . | . | 8 | . | . | . | . | 0 | . | . | . | . | 0 | . | . | . | . | 0 | . | . | . | . | 0 | 0.011 | . | 0.05 | . | 0.061 | 4 | . | 1 | . | 5 | 0.001 | . | 0 | . | 0.001 | . | . | . | . | 0 | . | . | . | . | 0 | . | . | . | . | 0 | 28.975 | 20.843 | 1.577 | 0 | 51.395 | 3682 | 830 | 54 | 0 | 4566 | 459.682 | 135.464 | 11.85 | 0 | 606.996
2024 | 1 | MO | 12698 | Evergy Missouri West | Preliminary | AC | 48.644 | 24.094 | 0.891 | . | 73.629 | 4432 | 859 | 21 | . | 5312 | 0.844 | 0.046 | . | . | 0.89 | 255 | 5 | . | . | 260 | 913.184 | 200.532 | 7.154 | . | 1120.87 | 0.044 | . | . | . | 0.044 | 5 | . | . | . | 5 | . | . | . | . | 0 | . | . | . | . | 0 | . | . | . | . | 0 | . | . | . | . | 0 | 0.026 | 0.006 | . | . | 0.032 | 11 | 2 | . | . | 13 | 0.629 | 0 | . | . | 0.629 | . | . | . | . | 0 | . | . | . | . | 0 | . | . | . | . | 0 | 49.514 | 24.146 | 0.891 | 0 | 74.551 | 4698 | 866 | 21 | 0 | 5585 | 913.813 | 200.532 | 7.154 | 0 | 1121.499
2024 | 1 | MO | 17833 | City Utilities of Springfield - (MO) | Preliminary | AC | 4.912 | 2.74 | 0 | 0 | 7.652 | 630 | 61 | 0 | 0 | 691 | . | . | . | . | . | . | . | . | . | . | 1.409 | 24.531 | . | . | 25.94 | . | . | . | . | . | . | . | . | . | . | . | . | . | . | . | . | . | . | . | . | . | . | . | . | . | . | . | . | . | . | . | . | . | . | . | . | . | . | . | . | . | . | . | . | . | . | . | . | . | . | . | . | . | . | . | . | . | . | . | . | 4.912 | 2.74 | NM | 0 | 7.652 | 630 | 61 | 0 | 0 | 691 | 1.409 | 24.531 | 0 | 0 | 25.94
2024 | 1 | MO | 19436 | Union Electric Co - (MO) | Preliminary | AC | 68.182 | 50.469 | 3.266 | . | 121.917 | 7254 | 1831 | 109 | . | 9194 | . | . | . | . | . | . | . | . | . | . | . | . | . | . | . | . | . | . | . | . | . | . | . | . | . | . | . | . | . | . | . | . | . | . | . | . | . | . | . | . | . | . | . | . | . | 0.048 | 0.018 | . | . | 0.066 | 18 | 7 | . | . | 25 | . | . | . | . | . | . | . | . | . | . | . | . | . | . | . | . | . | . | . | . | 68.23 | 50.487 | 3.266 | 0 | 121.983 | 7272 | 1838 | 109 | 0 | 9219 | 0 | 0 | 0 | 0 | 0
2024 | 1 | MO | 99999 | Adjustment 2024 | Preliminary |  | 79.182 | 7.02 | 1.314 | . | 87.516 | . | . | . | . | . | . | . | . | . | . | . | . | . | . | . | . | . | . | . | . | . | . | . | . | . | . | . | . | . | . | . | . | . | . | . | . | . | . | . | . | . | . | . | . | . | . | . | . | . | . | . | . | . | . | . | . | . | . | . | . | . | . | . | . | . | . | . | . | . | . | . | . | . | . | . | . | . | . | . | . | 79.182 | 7.02 | 1.314 | . | 87.516 | . | . | . | . | . | . | . | . | . | .
2024 | 1 | MS | 3841 | Coast Electric Power Assn - (MS) | Preliminary | AC | 2.598 | 0.092 | . | . | 2.69 | 371 | 1 | . | . | 372 | . | . | . | . | 0 | . | . | . | . | 0 | 184.74 | 0 | . | . | 184.74 | . | . | . | . | 0 | . | . | . | . | 0 | . | . | . | . | 0 | . | . | . | . | 0 | . | . | . | . | 0 | . | . | . | . | 0 | . | . | . | . | 0 | . | . | . | . | 0 | . | . | . | . | 0 | . | . | . | . | 0 | . | . | . | . | 0 | . | . | . | . | 0 | 2.598 | 0.092 | NM | 0 | 2.69 | 371 | 1 | 0 | 0 | 372 | 184.74 | 0 | 0 | 0 | 184.74
2024 | 1 | MS | 12685 | Entergy Mississippi LLC | Preliminary | AC | 1.146 | 0.421 | 0.02 | . | 1.587 | 135 | 18 | 1 | . | 154 | . | . | . | . | . | . | . | . | . | . | . | . | . | . | . | . | . | . | . | . | . | . | . | . | . | . | . | . | . | . | . | . | . | . | . | . | . | . | . | . | . | . | . | . | . | 0.011 | . | . | . | 0.011 | 1 | . | . | . | 1 | . | . | . | . | . | . | . | . | . | . | . | . | . | . | . | . | . | . | . | . | 1.157 | 0.421 | 0.02 | 0 | 1.598 | 136 | 18 | 1 | 0 | 155 | 0 | 0 | 0 | 0 | 0
2024 | 1 | MS | 12686 | Mississippi Power Co | Preliminary | DC | 4.298 | 1.954 | . | . | 6.252 | 434 | 33 | . | . | 467 | . | . | . | . | . | . | . | . | . | . | . | . | . | . | . | . | . | . | . | . | . | . | . | . | . | . | . | . | . | . | . | . | . | . | . | . | . | . | . | . | . | . | . | . | . | . | . | . | . | . | . | . | . | . | . | . | . | . | . | . | . | . | . | . | . | . | . | . | . | . | . | . | . | . | . | 4.298 | 1.954 | NM | 0 | 6.252 | 434 | 33 | 0 | 0 | 467 | 0 | 0 | 0 | 0 | 0
2024 | 1 | MS | 17647 | Southern Pine Electric Cooperative | Preliminary | AC | 0.46 | 0.775 | . | . | 1.235 | 49 | 11 | . | . | 60 | . | . | . | . | 0 | . | . | . | . | 0 | 11.578 | 42.856 | . | . | 54.434 | 0.096 | . | . | . | 0.096 | 10 | . | . | . | 10 | . | . | . | . | 0 | . | . | . | . | 0 | . | . | . | . | 0 | . | . | . | . | 0 | . | . | . | . | 0 | . | . | . | . | 0 | . | . | . | . | 0 | . | 0.065 | . | . | 0.065 | . | 1 | . | . | 1 | . | . | . | . | 0 | 0.46 | 0.84 | NM | 0 | 1.3 | 49 | 12 | 0 | 0 | 61 | 11.578 | 42.856 | 0 | 0 | 54.434
2024 | 1 | MS | 99999 | Adjustment 2024 | Preliminary |  | 1.235 | 0.857 | NM | . | 2.277 | . | . | . | . | . | . | . | . | . | . | . | . | . | . | . | . | . | . | . | . | . | . | . | . | . | . | . | . | . | . | . | . | . | . | . | . | . | . | . | . | . | . | . | . | . | . | . | . | . | . | . | . | . | . | . | . | . | . | . | . | . | . | . | . | . | . | . | . | . | . | . | . | . | . | . | . | . | . | . | . | 1.235 | 0.857 | NM | . | 2.277 | . | . | . | . | . | . | . | . | . | .
2024 | 1 | MT | 6395 | Flathead Electric Coop Inc | Preliminary | DC | 2.014 | 0.474 | . | . | 2.488 | 172 | 28 | . | . | 200 | 0.143 | . | . | . | 0.143 | 350 | . | . | . | 350 | . | . | . | . | 0 | 0.449 | 0.027 | . | . | 0.476 | 7 | 2 | . | . | 9 | 0.468 | 0.027 | . | . | 0.495 | . | . | . | . | 0 | . | . | . | . | 0 | . | . | . | . | 0 | 0.005 | . | . | . | 0.005 | 4 | . | . | . | 4 | . | . | . | . | 0 | . | . | . | . | 0 | . | . | . | . | 0 | . | . | . | . | 0 | 2.162 | 0.474 | NM | 0 | 2.636 | 526 | 28 | 0 | 0 | 554 | 0 | 0 | 0 | 0 | 0
2024 | 1 | MT | 12199 | Montana-Dakota Utilities Co | Preliminary | AC | 0.122 | 0.074 | . | . | 0.196 | 15 | 4 | . | . | 19 | . | . | . | . | 0 | . | . | . | . | 0 | . | . | . | . | 0 | . | . | . | . | 0 | . | . | . | . | 0 | . | . | . | . | 0 | . | . | . | . | 0 | . | . | . | . | 0 | . | . | . | . | 0 | 0.002 | 0.005 | . | . | 0.007 | 3 | 2 | . | . | 5 | . | . | . | . | 0 | . | . | . | . | 0 | . | . | . | . | 0 | . | . | . | . | 0 | 0.124 | 0.079 | NM | 0 | 0.203 | 18 | 6 | 0 | 0 | 24 | 0 | 0 | 0 | 0 | 0
2024 | 1 | MT | 12692 | Missoula Electric Coop, Inc | Preliminary | AC | 0.872 | 0.083 | . | . | 0.955 | 114 | 6 | . | . | 120 | 0.109 | 0.046 | . | . | 0.155 | 142 | 10 | . | . | 152 | . | . | . | . | . | . | . | . | . | . | . | . | . | . | . | . | . | . | . | . | . | . | . | . | . | . | . | . | . | . | . | . | . | . | . | 0.002 | . | . | . | 0.002 | 1 | . | . | . | 1 | . | . | . | . | . | . | . | . | . | . | . | . | . | . | . | . | . | . | . | . | 0.983 | 0.129 | NM | 0 | 1.112 | 257 | 16 | 0 | 0 | 273 | 0 | 0 | 0 | 0 | 0
2024 | 1 | MT | 12825 | NorthWestern Energy LLC - (MT) | Preliminary | AC | 40.568 | 10.41 | 0 | 0 | 50.978 | 5733 | 664 | 0 | 0 | 6397 | 0 | 0 | 0 | 0 | . | 0 | 0 | 0 | 0 | . | . | 0 | 0 | 0 | . | 0 | 0 | 0 | 0 | . | 0 | 0 | 0 | 0 | . | 0 | 0 | 0 | 0 | . | 0 | 0 | 0 | 0 | . | 0 | 0 | 0 | 0 | . | 0 | 0 | 0 | 0 | . | 0.411 | 0.513 | 0 | 0 | 0.924 | 76 | 35 | . | 0 | 111 | 0 | 0 | 0 | 0 | . | 0.018 | 0.07 | 0 | 0 | . | 3 | 2 | 0 | 0 | . | 0 | 0 | 0 | 0 | . | 40.997 | 10.993 | NM | 0 | 51.99 | 5812 | 701 | 0 | 0 | 6513 | 0 | 0 | 0 | 0 | 0
2024 | 1 | MT | 19603 | USBIA-Mission Valley Power | Preliminary | AC | 0.468 | . | . | . | 0.468 | 70 | . | . | . | 70 | . | . | . | . | . | . | . | . | . | . | . | . | . | . | . | . | . | . | . | . | . | . | . | . | . | . | . | . | . | . | . | . | . | . | . | . | . | . | . | . | . | . | . | . | . | . | . | . | . | . | . | . | . | . | . | . | . | . | . | . | . | . | . | . | . | . | . | . | . | . | . | . | . | . | . | 0.468 | NM | NM | 0 | 0.468 | 70 | 0 | 0 | 0 | 70 | 0 | 0 | 0 | 0 | 0
2024 | 1 | MT | 20997 | Yellowstone Valley Elec Co-op | Preliminary | AC | 1.94 | . | . | . | 1.94 | 224 | . | . | . | 224 | . | . | . | . | 0 | . | . | . | . | 0 | . | . | . | . | 0 | . | . | . | . | 0 | . | . | . | . | 0 | . | . | . | . | 0 | . | . | . | . | 0 | . | . | . | . | 0 | . | . | . | . | 0 | 0.025 | . | . | . | 0.025 | 4 | . | . | . | 4 | . | . | . | . | 0 | . | . | . | . | 0 | . | . | . | . | 0 | . | . | . | . | 0 | 1.965 | NM | NM | 0 | 1.965 | 228 | 0 | 0 | 0 | 228 | 0 | 0 | 0 | 0 | 0
2024 | 1 | MT | 99999 | Adjustment 2024 | Preliminary |  | 1.819 | 0.048 | . | . | 1.867 | . | . | . | . | . | -0.025 | . | . | . | -0.025 | . | . | . | . | . | . | . | . | . | . | -0.078 | -0.005 | . | . | -0.083 | . | . | . | . | . | . | . | . | . | . | . | . | . | . | 0 | . | . | . | . | . | . | . | . | . | . | . | . | . | . | . | . | . | . | . | . | . | . | . | . | . | . | . | . | . | . | . | . | . | . | . | . | . | . | . | . | 1.794 | 0.048 | . | . | 1.842 | . | . | . | . | . | . | . | . | . | .
2024 | 1 | NC | 3046 | Duke Energy Progress - (NC) | Preliminary | AC | 158.693 | 25.789 | 5.118 | . | 189.6 | 21764 | 638 | 19 | . | 22421 | . | . | . | . | 0 | . | . | . | . | 0 | . | . | . | . | 0 | . | . | . | . | 0 | . | . | . | . | 0 | . | . | . | . | 0 | . | . | . | . | 0 | . | . | . | . | 0 | . | . | . | . | 0 | 0.002 | 0.01 | . | . | 0.012 | 1 | 1 | . | . | 2 | . | . | . | . | 0 | . | . | . | . | 0 | . | . | . | . | 0 | . | . | . | . | 0 | 158.695 | 25.799 | 5.118 | 0 | 189.612 | 21765 | 639 | 19 | 0 | 22423 | 0 | 0 | 0 | 0 | 0
2024 | 1 | NC | 5416 | Duke Energy Carolinas, LLC | Preliminary | AC | 151.427 | 39.748 | 5.837 | . | 197.012 | 22476 | 860 | 33 | . | 23369 | . | . | . | . | 0 | . | . | . | . | 0 | . | . | . | . | 0 | . | . | . | . | 0 | . | . | . | . | 0 | . | . | . | . | 0 | . | . | . | . | 0 | . | . | . | . | 0 | . | . | . | . | 0 | 0.007 | 0.002 | 0 | . | 0.009 | 5 | 1 | 0 | . | 6 | . | . | . | . | 0 | 0.006 | 0.4 | . | . | 0.406 | 1 | 1 | . | . | 2 | . | . | . | . | 0 | 151.44 | 40.15 | 5.837 | 0 | 197.427 | 22482 | 862 | 33 | 0 | 23377 | 0 | 0 | 0 | 0 | 0
2024 | 1 | NC | 9837 | Jones-Onslow Elec Member Corp | Preliminary | AC | 3.506 | . | . | . | 3.506 | 449 | . | . | . | 449 | . | . | . | . | 0 | . | . | . | . | 0 | 99.363 | . | . | . | 99.363 | . | . | . | . | 0 | . | . | . | . | 0 | . | . | . | . | 0 | . | . | . | . | 0 | . | . | . | . | 0 | . | . | . | . | 0 | . | . | . | . | 0 | . | . | . | . | 0 | . | . | . | . | 0 | . | . | . | . | 0 | . | . | . | . | 0 | . | . | . | . | 0 | 3.506 | NM | NM | 0 | 3.506 | 449 | 0 | 0 | 0 | 449 | 99.363 | 0 | 0 | 0 | 99.363
2024 | 1 | NC | 16496 | Rutherford Elec Member Corp | Preliminary | AC | 2.538 | 0.055 | 0.2 | 0 | 2.793 | 352 | 2 | 1 | 0 | 355 | . | . | . | . | 0 | . | . | . | . | 0 | 72.391 | 0.802 | 0 | 0 | 73.193 | . | . | . | . | 0 | . | . | . | . | 0 | . | . | . | . | 0 | . | . | . | . | 0 | . | . | . | . | 0 | . | . | . | . | 0 | . | . | . | . | 0 | . | . | . | . | 0 | . | . | . | . | 0 | . | . | . | . | 0 | . | . | . | . | 0 | . | . | . | . | 0 | 2.538 | 0.055 | 0.2 | 0 | 2.793 | 352 | 2 | 1 | 0 | 355 | 72.391 | 0.802 | 0 | 0 | 73.193
2024 | 1 | NC | 19876 | Virginia Electric & Power Co | Preliminary | AC | 4.725 | 0.981 | . | . | 5.706 | 643 | 27 | . | . | 670 | . | . | . | . | 0 | . | . | . | . | 0 | . | . | . | . | 0 | . | . | . | . | 0 | . | . | . | . | 0 | . | . | . | . | 0 | . | . | . | . | 0 | . | . | . | . | 0 | . | . | . | . | 0 | 0.046 | 0.046 | . | . | 0.092 | 112 | 15 | . | . | 127 | . | . | . | . | 0 | . | . | . | . | 0 | . | . | . | . | 0 | . | . | . | . | 0 | 4.771 | 1.027 | NM | 0 | 5.798 | 755 | 42 | 0 | 0 | 797 | 0 | 0 | 0 | 0 | 0
2024 | 1 | NC | 24889 | Brunswick Electric Member Corp | Preliminary | AC | 6.096 | . | . | . | 6.096 | 762 | . | . | . | 762 | 0.23 | . | . | . | 0.23 | 146 | . | . | . | 146 | . | . | . | . | . | . | . | . | . | . | . | . | . | . | . | . | . | . | . | . | . | . | . | . | . | . | . | . | . | . | . | . | . | . | . | . | . | . | . | . | . | . | . | . | . | . | . | . | . | . | . | . | . | . | . | . | . | . | . | . | . | . | . | . | . | 6.326 | NM | NM | 0 | 6.326 | 908 | 0 | 0 | 0 | 908 | 0 | 0 | 0 | 0 | 0
2024 | 1 | NC | 99999 | Adjustment 2024 | Preliminary |  | 34.64 | 4.314 | . | . | 38.954 | . | . | . | . | . | . | . | . | . | . | . | . | . | . | . | . | . | . | . | . | . | . | . | . | . | . | . | . | . | . | . | . | . | . | . | . | . | . | . | . | . | . | . | . | . | . | . | . | . | . | . | . | . | . | . | . | . | . | . | . | . | . | . | . | . | . | . | . | . | . | . | . | . | . | . | . | . | . | . | . | 34.64 | 4.314 | . | . | 38.954 | . | . | . | . | . | . | . | . | . | .
2024 | 1 | ND | 12090 | McLean Electric Coop, Inc | Preliminary | AC | 0.08 | . | . | . | 0.08 | 7 | . | . | . | 7 | . | . | . | . | 0 | . | . | . | . | 0 | 1.35 | . | . | . | 1.35 | . | . | . | . | 0 | . | . | . | . | 0 | . | . | . | . | 0 | . | . | . | . | 0 | . | . | . | . | 0 | . | . | . | . | 0 | . | . | . | . | 0 | . | . | . | . | 0 | . | . | . | . | 0 | . | . | . | . | 0 | . | . | . | . | 0 | . | . | . | . | 0 | 0.08 | NM | NM | 0 | 0.08 | 7 | 0 | 0 | 0 | 7 | 1.35 | 0 | 0 | 0 | 1.35
2024 | 1 | ND | 12301 | Nodak Electric Coop Inc | Preliminary | AC | 0.092 | . | . | . | 0.092 | 12 | . | . | . | 12 | . | . | . | . | 0 | . | . | . | . | 0 | 0.157 | . | . | . | 0.157 | . | . | . | . | 0 | . | . | . | . | 0 | . | . | . | . | 0 | . | . | . | . | 0 | . | . | . | . | 0 | . | . | . | . | 0 | 0.086 | . | 0.06 | . | 0.146 | 5 | . | 2 | . | 7 | 0 | . | 0 | . | 0 | . | . | . | . | 0 | . | . | . | . | 0 | . | . | . | . | 0 | 0.178 | NM | 0.06 | 0 | 0.238 | 17 | 0 | 2 | 0 | 19 | 0.157 | 0 | 0 | 0 | 0.157
2024 | 1 | ND | 14232 | Otter Tail Power Co | Preliminary | AC | 0.009 | 0.164 | 0 | 0 | 0.173 | 1 | 6 | 0 | 0 | 7 | 0 | 0 | 0 | 0 | 0 | 0 | 0 | 0 | 0 | 0 | 0.227 | 2.408 | 0 | 0 | 2.635 | 0 | 0 | 0 | 0 | 0 | 0 | 0 | 0 | 0 | 0 | 0 | 0 | 0 | 0 | 0 | 0 | 0 | 0 | 0 | 0 | 0 | 0 | 0 | 0 | 0 | 0 | 0 | 0 | 0 | 0 | 0.012 | 0.03 | 0 | 0 | 0.042 | 1 | 1 | 0 | 0 | 2 | 0.02 | 0 | 0 | 0 | 0.02 | 0 | 0 | 0 | 0 | 0 | 0 | 0 | 0 | 0 | 0 | 0 | 0 | 0 | 0 | 0 | 0.021 | 0.194 | NM | 0 | 0.215 | 2 | 7 | 0 | 0 | 9 | 0.247 | 2.408 | 0 | 0 | 2.655
2024 | 1 | ND | 19790 | Verendrye Electric Coop Inc | Preliminary | AC | 0.064 | . | . | . | 0.064 | 7 | . | . | . | 7 | . | . | . | . | 0 | . | . | . | . | 0 | 1.84 | . | . | . | 1.84 | . | . | . | . | 0 | . | . | . | . | 0 | . | . | . | . | 0 | . | . | . | . | 0 | . | . | . | . | 0 | . | . | . | . | 0 | 0.004 | . | . | . | 0.004 | 1 | . | . | . | 1 | 0.028 | . | . | . | 0.028 | . | . | . | . | 0 | . | . | . | . | 0 | . | . | . | . | 0 | 0.068 | NM | NM | 0 | 0.068 | 8 | 0 | 0 | 0 | 8 | 1.868 | 0 | 0 | 0 | 1.868
2024 | 1 | ND | 20413 | Mountrail-Williams Elec Coop | Preliminary | AC | 0.152 | 0.083 | . | . | 0.235 | 6 | 2 | . | . | 8 | . | . | . | . | 0 | . | . | . | . | 0 | 2.717 | 3.335 | . | . | 6.052 | . | . | . | . | 0 | . | . | . | . | 0 | . | . | . | . | 0 | . | . | . | . | 0 | . | . | . | . | 0 | . | . | . | . | 0 | . | 0.002 | . | . | 0.002 | . | 1 | . | . | 1 | . | 0.002 | . | . | 0.002 | . | . | . | . | 0 | . | . | . | . | 0 | . | . | . | . | 0 | 0.152 | 0.085 | NM | 0 | 0.237 | 6 | 3 | 0 | 0 | 9 | 2.717 | 3.337 | 0 | 0 | 6.054
2024 | 1 | ND | 24949 | Cass County Elec Coop Inc | Preliminary | DC | 0.396 | . | . | . | 0.396 | 33 | . | . | . | 33 | 0.101 | . | . | . | 0.101 | 151 | . | . | . | 151 | 1.858 | . | . | . | 1.858 | . | . | . | . | 0 | . | . | . | . | 0 | . | . | . | . | 0 | . | . | . | . | 0 | . | . | . | . | 0 | . | . | . | . | 0 | 0.157 | . | . | . | 0.157 | 14 | . | . | . | 14 | 2.044 | . | . | . | 2.044 | . | . | . | . | 0 | . | . | . | . | 0 | . | . | . | . | 0 | 0.654 | NM | NM | 0 | 0.654 | 198 | 0 | 0 | 0 | 198 | 3.902 | 0 | 0 | 0 | 3.902
2024 | 1 | ND | 99999 | Adjustment 2024 | Preliminary |  | -0.069 | NM | . | . | NM | . | . | . | . | . | -0.018 | . | . | . | -0.018 | . | . | . | . | . | . | . | . | . | . | . | . | . | . | 0 | . | . | . | . | . | . | . | . | . | . | . | . | . | . | 0 | . | . | . | . | . | . | . | . | . | . | . | . | . | . | . | . | . | . | . | . | . | . | . | . | . | . | . | . | . | . | . | . | . | . | . | . | . | . | . | . | -0.087 | NM | . | . | NM | . | . | . | . | . | . | . | . | . | .
2024 | 1 | NE | 4373 | Cornhusker Public Power Dist | Preliminary | AC | 0.799 | . | . | . | 0.799 | 36 | . | . | . | 36 | . | . | . | . | 0 | . | . | . | . | 0 | . | . | . | . | 0 | . | . | . | . | 0 | . | . | . | . | 0 | . | . | . | . | 0 | . | . | . | . | 0 | . | . | . | . | 0 | . | . | . | . | 0 | . | . | . | . | 0 | . | . | . | . | 0 | . | . | . | . | 0 | . | . | . | . | 0 | . | . | . | . | 0 | . | . | . | . | 0 | 0.799 | NM | NM | 0 | 0.799 | 36 | 0 | 0 | 0 | 36 | 0 | 0 | 0 | 0 | 0
2024 | 1 | NE | 4911 | Dawson Power District | Preliminary | AC | 0.597 | 0.263 | . | . | 0.86 | 51 | 6 | . | . | 57 | . | . | . | . | 0 | . | . | . | . | 0 | . | . | . | . | 0 | 0.109 | . | . | . | 0.109 | 6 | . | . | . | 6 | 0.198 | . | . | . | 0.198 | . | . | . | . | 0 | . | . | . | . | 0 | . | . | . | . | 0 | . | 0.002 | . | . | 0.002 | . | 1 | . | . | 1 | . | . | . | . | 0 | . | . | . | . | 0 | . | . | . | . | 0 | . | . | . | . | 0 | 0.597 | 0.265 | NM | 0 | 0.862 | 51 | 7 | 0 | 0 | 58 | 0 | 0 | 0 | 0 | 0
2024 | 1 | NE | 6779 | City of Fremont - (NE) | Preliminary | AC | 0.039 | . | . | . | 0.039 | 7 | . | . | . | 7 | 1.168 | 0.288 | . | . | 1.456 | 269 | 13 | . | . | 282 | . | . | . | . | 0 | . | . | . | . | 0 | . | . | . | . | 0 | . | . | . | . | 0 | . | . | . | . | 0 | . | . | . | . | 0 | . | . | . | . | 0 | . | . | . | . | 0 | . | . | . | . | 0 | . | . | . | . | 0 | . | . | . | . | 0 | . | . | . | . | 0 | . | . | . | . | 0 | 1.207 | 0.288 | NM | 0 | 1.495 | 276 | 13 | 0 | 0 | 289 | 0 | 0 | 0 | 0 | 0
2024 | 1 | NE | 11018 | Lincoln Electric System | Preliminary | AC | 2.855 | 0.663 | 0.005 | 0 | 3.523 | 395 | 37 | 1 | 0 | 433 | 3.355 | 0.245 | 0 | 0 | 3.6 | 576 | 42 | 0 | 0 | 618 | . | . | . | . | 0 | . | . | . | . | 0 | . | . | . | . | 0 | . | . | . | . | 0 | . | . | . | . | 0 | . | . | . | . | 0 | . | . | . | . | 0 | . | 0.002 | . | . | 0.002 | . | 1 | . | . | 1 | . | . | . | . | 0 | . | . | . | . | 0 | . | . | . | . | 0 | . | . | . | . | 0 | 6.21 | 0.91 | 0.005 | 0 | 7.125 | 971 | 80 | 1 | 0 | 1052 | 0 | 0 | 0 | 0 | 0
2024 | 1 | NE | 11251 | Loup River Public Power Dist | Preliminary | AC | . | . | 0.722 | . | 0.722 | . | . | 44 | . | 44 | . | . | . | . | 0 | . | . | . | . | 0 | . | . | 21.171 | . | 21.171 | . | . | . | . | 0 | . | . | . | . | 0 | . | . | . | . | 0 | . | . | . | . | 0 | . | . | . | . | 0 | . | . | . | . | 0 | . | . | . | . | 0 | . | . | . | . | 0 | . | . | . | . | 0 | . | . | . | . | 0 | . | . | . | . | 0 | . | . | . | . | 0 | NM | NM | 0.722 | 0 | 0.722 | 0 | 0 | 44 | 0 | 44 | 0 | 0 | 21.171 | 0 | 21.171
2024 | 1 | NE | 12539 | Midwest Electric Member Corp - (NE) | Preliminary | AC | 0.316 | 0.033 | 0 | 0 | 0.349 | 27 | 3 | 0 | 0 | 30 | 0 | 0 | 0 | 0 | 0 | 0 | 0 | 0 | 0 | 0 | 13.954 | 2.073 | 0 | 0 | 16.027 | 0 | 0 | 0 | 0 | 0 | 0 | 0 | 0 | 0 | 0 | 0 | 0 | 0 | 0 | 0 | 0 | 0 | 0 | 0 | 0 | 0 | 0 | 0 | 0 | 0 | 0 | 0 | 0 | 0 | 0 | 0.036 | 0 | 0 | 0 | 0.036 | 2 | 0 | 0 | 0 | 2 | 0.3 | 0 | 0 | 0 | 0.3 | 0 | 0 | 0 | 0 | 0 | 0 | 0 | 0 | 0 | 0 | 0 | 0 | 0 | 0 | 0 | 0.352 | 0.033 | NM | 0 | 0.385 | 29 | 3 | 0 | 0 | 32 | 14.254 | 2.073 | 0 | 0 | 16.327
2024 | 1 | NE | 13337 | Nebraska Public Power District | Preliminary | AC | 1.46 | 0.872 | . | . | 2.332 | 189 | 55 | . | . | 244 | . | . | . | . | 0 | . | . | . | . | 0 | 0.963 | 1.012 | . | . | 1.975 | . | . | . | . | 0 | . | . | . | . | 0 | . | . | . | . | 0 | . | . | . | . | 0 | . | . | . | . | 0 | . | . | . | . | 0 | 0.025 | 0.046 | . | . | 0.071 | 4 | 14 | . | . | 18 | . | . | . | . | 0 | . | . | . | . | 0 | . | . | . | . | 0 | . | . | . | . | 0 | 1.485 | 0.918 | NM | 0 | 2.403 | 193 | 69 | 0 | 0 | 262 | 0.963 | 1.012 | 0 | 0 | 1.975
2024 | 1 | NE | 13664 | Norris Public Power District | Preliminary | DC | 1.815 | 0.317 | . | . | 2.132 | 156 | 8 | . | . | 164 | . | . | . | . | 0 | . | . | . | . | 0 | 44.43 | 5.735 | . | . | 50.165 | . | . | . | . | 0 | . | . | . | . | 0 | . | . | . | . | 0 | . | . | . | . | 0 | . | . | . | . | 0 | . | . | . | . | 0 | 0.136 | 0.058 | . | . | 0.194 | 17 | 6 | . | . | 23 | 2.526 | 0 | . | . | 2.526 | . | . | . | . | 0 | . | . | . | . | 0 | . | . | . | . | 0 | 1.951 | 0.375 | NM | 0 | 2.326 | 173 | 14 | 0 | 0 | 187 | 46.956 | 5.735 | 0 | 0 | 52.691
2024 | 1 | NE | 14127 | Omaha Public Power District | Preliminary | AC | 10.877 | 0.673 | . | . | 11.55 | 1505 | 41 | . | . | 1546 | . | . | . | . | 0 | . | . | . | . | 0 | 1.558 | 1.831 | . | . | 3.389 | . | . | . | . | 0 | . | . | . | . | 0 | . | . | . | . | 0 | . | . | . | . | 0 | . | . | . | . | 0 | . | . | . | . | 0 | 0.032 | 0.002 | . | . | 0.034 | 7 | 1 | . | . | 8 | 0.156 | 0 | . | . | 0.156 | . | . | . | . | 0 | . | . | . | . | 0 | . | . | . | . | 0 | 10.909 | 0.675 | NM | 0 | 11.584 | 1512 | 42 | 0 | 0 | 1554 | 1.714 | 1.831 | 0 | 0 | 3.545
2024 | 1 | NE | 17642 | Southern Public Power District | Preliminary | AC | 0.551 | 0.025 | 0 | 0 | 0.576 | 37 | 1 | 0 | 0 | 38 | 0 | 0 | 0 | 0 | . | 0 | 0 | 0 | 0 | . | 0 | 0 | 0 | 0 | . | 0 | 0 | 0 | 0 | . | 0 | 0 | 0 | 0 | . | 0 | 0 | 0 | 0 | . | 0 | 0 | 0 | 0 | . | 0 | 0 | 0 | 0 | . | 0 | 0 | 0 | 0 | . | 0.027 | 0 | 0 | 0 | 0.027 | 5 | 0 | 0 | 0 | 5 | 0 | 0 | 0 | 0 | . | 0 | 0 | 0 | 0 | . | 0 | 0 | 0 | 0 | . | 0 | 0 | 0 | 0 | . | 0.578 | 0.025 | NM | 0 | 0.603 | 42 | 1 | 0 | 0 | 43 | 0 | 0 | 0 | 0 | 0
2024 | 1 | NE | 27058 | High West Energy, Inc | Preliminary | AC | 0.012 | . | . | . | 0.012 | 6 | . | . | . | 6 | . | . | . | . | . | . | . | . | . | . | . | . | . | . | . | . | . | . | . | . | . | . | . | . | . | . | . | . | . | . | . | . | . | . | . | . | . | . | . | . | . | . | . | . | . | . | . | . | . | . | . | . | . | . | . | . | . | . | . | . | . | . | . | . | . | . | . | . | . | . | . | . | . | . | . | 0.012 | NM | NM | 0 | 0.012 | 6 | 0 | 0 | 0 | 6 | 0 | 0 | 0 | 0 | 0
2024 | 1 | NE | 40606 | City of Grand Island - (NE) | Preliminary | AC | 0.098 | 0 | 0.012 | 0 | 0.11 | 9 | 0 | 1 | 0 | 10 | . | . | . | . | . | . | . | . | . | . | . | . | . | . | . | . | . | . | . | . | . | . | . | . | . | . | . | . | . | . | . | . | . | . | . | . | . | . | . | . | . | . | . | . | . | . | . | . | . | . | . | . | . | . | . | . | . | . | . | . | . | . | . | . | . | . | . | . | . | . | . | . | . | . | . | 0.098 | NM | 0.012 | 0 | 0.11 | 9 | 0 | 1 | 0 | 10 | 0 | 0 | 0 | 0 | 0
2024 | 1 | NE | 99999 | Adjustment 2024 | Preliminary |  | 2.993 | 0.602 | 0.05 | . | 3.645 | . | . | . | . | . | . | . | . | . | 0 | . | . | . | . | . | . | . | . | . | . | . | . | . | . | 0 | . | . | . | . | . | . | . | . | . | . | . | . | . | . | 0 | . | . | . | . | . | . | . | . | . | . | . | . | . | . | . | . | . | . | . | . | . | . | . | . | . | . | . | . | . | . | . | . | . | . | . | . | . | . | . | . | 2.993 | 0.602 | 0.05 | . | 3.645 | . | . | . | . | . | . | . | . | . | .
2024 | 1 | NH | 13441 | New Hampshire Elec Coop Inc | Preliminary | AC | 13.581 | 3.537 | 1.961 | 0 | 19.079 | 1709 | 113 | 7 | 0 | 1829 | . | 0.985 | . | . | 0.985 | . | 26 | . | . | 26 | . | . | . | . | 0 | . | . | . | . | 0 | . | . | . | . | 0 | . | . | . | . | 0 | . | . | . | . | 0 | . | . | . | . | 0 | . | . | . | . | 0 | 0.086 | 0.005 | 0 | . | 0.091 | 28 | 2 | 0 | . | 30 | . | . | . | . | 0 | 0.012 | 0.004 | 0 | . | 0.016 | 1 | 1 | 0 | . | 2 | . | . | . | . | 0 | 13.679 | 4.531 | 1.961 | 0 | 20.171 | 1738 | 142 | 7 | 0 | 1887 | 0 | 0 | 0 | 0 | 0
2024 | 1 | NH | 15472 | Public Service Co of NH | Preliminary | AC | 113.451 | 55.458 | 5.212 | 0 | 174.121 | 14390 | 815 | 38 | 0 | 15243 | 0 | 0 | 0 | 0 | . | 0 | 0 | 0 | 0 | . | 0 | 0 | 0 | 0 | . | 0 | 0 | 0 | 0 | . | 0 | 0 | 0 | 0 | . | 0 | 0 | 0 | 0 | . | 0 | 0 | 0 | 0 | . | 0 | 0 | 0 | 0 | . | 0 | 0 | 0 | 0 | . | 0.121 | 0.13 | 0 | 0 | 0.251 | 29 | 7 | 0 | 0 | 36 | 0 | 0 | 0 | 0 | . | 0.093 | 20.929 | 0.215 | 0 | . | 3 | 50 | 3 | 0 | . | 0 | 0 | 0 | 0 | . | 113.665 | 76.517 | 5.427 | 0 | 195.609 | 14422 | 872 | 41 | 0 | 15335 | 0 | 0 | 0 | 0 | 0
2024 | 1 | NH | 24590 | Unitil Energy Systems | Preliminary | AC | 16.596 | 3.926 | 0.812 | . | 21.334 | 2086 | 90 | 7 | . | 2183 | 0.191 | 0.628 | . | . | 0.819 | 13 | 14 | . | . | 27 | 2.426 | 19.218 | . | . | 21.644 | 0.715 | . | . | . | 0.715 | 70 | . | . | . | 70 | 0.886 | . | . | . | 0.886 | . | . | . | . | 0 | . | . | . | . | 0 | . | . | . | . | 0 | 0.015 | . | . | . | 0.015 | 3 | . | . | . | 3 | . | . | . | . | 0 | . | 9.005 | . | . | 9.005 | . | 3 | . | . | 3 | . | . | . | . | 0 | 16.802 | 13.559 | 0.812 | 0 | 31.173 | 2102 | 107 | 7 | 0 | 2216 | 2.426 | 19.218 | 0 | 0 | 21.644
2024 | 1 | NH | 26510 | Liberty Utilities (Granite State Electric) Corp | Preliminary | AC | 11.683 | 7.366 | 0 | 0 | 19.049 | 1421 | 107 | 0 | 0 | 1528 | 0.08 | 0.309 | 0 | 0 | 0.389 | 7 | 7 | 0 | 0 | 14 | . | . | . | . | 0 | . | . | . | . | 0 | . | . | . | . | 0 | . | . | . | . | 0 | . | . | . | . | 0 | . | . | . | . | 0 | . | . | . | . | 0 | 0 | 0.006 | 0 | 0 | 0.006 | 0 | 1 | 0 | 0 | 1 | . | . | . | . | 0 | 0 | 2 | 0 | 0 | 2 | 0 | 1 | 0 | 0 | 1 | . | . | . | . | 0 | 11.763 | 9.681 | NM | 0 | 21.444 | 1428 | 116 | 0 | 0 | 1544 | 0 | 0 | 0 | 0 | 0
2024 | 1 | NH | 99999 | Adjustment 2024 | Preliminary |  | 0.457 | 0.036 | . | . | 0.493 | . | . | . | . | . | . | . | . | . | . | . | . | . | . | . | . | . | . | . | . | . | . | . | . | . | . | . | . | . | . | . | . | . | . | . | . | . | . | . | . | . | . | . | . | . | . | . | . | . | . | . | . | . | . | . | . | . | . | . | . | . | . | . | . | . | . | . | . | . | . | . | . | . | . | . | . | . | . | . | . | 0.457 | 0.036 | . | . | 0.493 | . | . | . | . | . | . | . | . | . | .
2024 | 1 | NJ | 963 | Atlantic City Electric Co | Preliminary | AC | 403.848 | 161.774 | 22.349 | 0 | 587.971 | 49112 | 1666 | 46 | 0 | 50824 | . | . | . | . | 0 | . | . | . | . | 0 | . | . | . | . | 0 | . | . | . | . | 0 | . | . | . | . | 0 | . | . | . | . | 0 | . | . | . | . | 0 | . | . | . | . | 0 | . | . | . | . | 0 | 0.207 | 0.04 | 0 | 0 | 0.247 | 17 | 2 | 0 | 0 | 19 | . | . | . | . | 0 | 0.06 | 0 | 0 | 0 | 0.06 | 5 | 0 | 0 | 0 | 5 | . | . | . | . | 0 | 404.115 | 161.814 | 22.349 | 0 | 588.278 | 49134 | 1668 | 46 | 0 | 50848 | 0 | 0 | 0 | 0 | 0
2024 | 1 | NJ | 9726 | Jersey Central Power & Lt Co | Preliminary | AC | 422.895 | 426.203 | 23.634 | 0 | 872.732 | 50822 | 2477 | 58 | 0 | 53357 | 0 | 0 | 0 | 0 | 0 | 0 | 0 | 0 | 0 | 0 | 0 | 0 | 0 | 0 | 0 | 11.773 | 0.072 | 0 | 0 | 11.845 | 1245 | 6 | 0 | 0 | 1251 | 0 | 0 | 0 | 0 | 0 | 0.085 | 0 | 0 | 0 | 0.085 | 8 | 0 | 0 | 0 | 8 | 0 | 0 | 0 | 0 | 0 | 0.22 | 0.057 | 0 | 0 | 0.277 | 15 | 4 | 0 | 0 | 19 | 0 | 0 | 0 | 0 | 0 | 0 | 0.74 | 0 | 0 | 0.74 | 0 | 2 | 0 | 0 | 2 | 0 | 0 | 0 | 0 | 0 | 423.115 | 427 | 23.634 | 0 | 873.749 | 50837 | 2483 | 58 | 0 | 53378 | 0 | 0 | 0 | 0 | 0
2024 | 1 | NJ | 15477 | Public Service Elec & Gas Co | Preliminary | DC | 522.921 | 816.55 | 92.727 | . | 1432.198 | 81344 | 4168 | 169 | . | 85681 | . | . | . | . | 0 | . | . | . | . | 0 | . | . | . | . | 0 | . | . | . | . | 0 | . | . | . | . | 0 | . | . | . | . | 0 | . | . | . | . | 0 | . | . | . | . | 0 | . | . | . | . | 0 | . | 1.514 | . | . | 1.514 | . | 4 | . | . | 4 | . | . | . | . | 0 | . | . | . | . | 0 | . | . | . | . | 0 | . | . | . | . | 0 | 522.921 | 818.064 | 92.727 | 0 | 1433.712 | 81344 | 4172 | 169 | 0 | 85685 | 0 | 0 | 0 | 0 | 0
2024 | 1 | NJ | 16213 | Rockland Electric Co | Preliminary | AC | 11.185 | 26.023 | 0.072 | 0 | 37.28 | 1260 | 156 | 1 | 0 | 1417 | 0 | 0 | 0 | 0 | . | 0 | 0 | 0 | 0 | . | . | . | . | . | . | 0.145 | 0 | 0 | 0 | 0.145 | 14 | 0 | 0 | 0 | 14 | 0 | 0 | 0 | 0 | . | 0.795 | 0 | 0 | 0 | 0.795 | 70 | 0 | 0 | 0 | 70 | 0 | 0 | 0 | 0 | . | 0 | 0 | 0 | 0 | . | 0 | 0 | 0 | 0 | . | . | . | . | . | . | 0 | 0 | 0 | 0 | . | 0 | 0 | 0 | 0 | . | . | . | . | . | . | 11.185 | 26.023 | 0.072 | 0 | 37.28 | 1260 | 156 | 1 | 0 | 1417 | 0 | 0 | 0 | 0 | 0
2024 | 1 | NJ | 99999 | Adjustment 2024 | Preliminary |  | -82.392 | -133.609 | -7.867 | . | -223.868 | . | . | . | . | . | . | . | . | . | 0 | . | . | . | . | . | . | . | . | . | . | . | . | . | . | 0 | . | . | . | . | . | . | . | . | . | . | . | . | . | . | 0 | . | . | . | . | . | . | . | . | . | . | . | . | . | . | . | . | . | . | . | . | . | . | . | . | . | . | . | . | . | . | . | . | . | . | . | . | . | . | . | . | -82.392 | -133.609 | -7.867 | . | -223.868 | . | . | . | . | . | . | . | . | . | .
2024 | 1 | NM | 3287 | Central Valley Elec Coop, Inc | Preliminary | AC | 0.547 | . | . | . | 0.547 | 62 | . | . | . | 62 | . | . | . | . | 0 | . | . | . | . | 0 | 3.473 | . | . | . | 3.473 | . | . | . | . | 0 | . | . | . | . | 0 | . | . | . | . | 0 | . | . | . | . | 0 | . | . | . | . | 0 | . | . | . | . | 0 | 0.001 | . | . | . | 0.001 | 1 | . | . | . | 1 | . | . | . | . | 0 | . | . | . | . | 0 | . | . | . | . | 0 | . | . | . | . | 0 | 0.548 | NM | NM | 0 | 0.548 | 63 | 0 | 0 | 0 | 63 | 3.473 | 0 | 0 | 0 | 3.473
2024 | 1 | NM | 5701 | El Paso Electric Co | Preliminary | AC | 49.802 | 7.576 | . | . | 57.378 | 9151 | 190 | . | . | 9341 | . | . | . | . | 0 | . | . | . | . | 0 | 675.611 | 38.221 | . | . | 713.832 | 0.905 | . | . | . | 0.905 | 106 | . | . | . | 106 | 0 | 0 | 0 | . | 0 | . | . | . | . | 0 | . | . | . | . | 0 | . | . | . | . | 0 | 0.007 | 0.006 | . | . | 0.013 | 3 | 2 | . | . | 5 | . | . | . | . | 0 | . | . | . | . | 0 | . | . | . | . | 0 | . | . | . | . | 0 | 49.809 | 7.582 | NM | 0 | 57.391 | 9154 | 192 | 0 | 0 | 9346 | 675.611 | 38.221 | 0 | 0 | 713.832
2024 | 1 | NM | 6204 | City of Farmington - (NM) | Preliminary | AC | 1.899 | 0.131 | 0 | 0 | 2.03 | 369 | 16 | 0 | 0 | 385 | . | . | . | . | 0 | . | . | . | . | 0 | 90.281 | 2.173 | 0 | 0 | 92.454 | . | . | . | . | 0 | . | . | . | . | 0 | . | . | . | . | 0 | . | . | . | . | 0 | . | . | . | . | 0 | . | . | . | . | 0 | . | . | . | . | 0 | . | . | . | . | 0 | . | . | . | . | 0 | . | . | . | . | 0 | . | . | . | . | 0 | . | . | . | . | 0 | 1.899 | 0.131 | NM | 0 | 2.03 | 369 | 16 | 0 | 0 | 385 | 90.281 | 2.173 | 0 | 0 | 92.454
2024 | 1 | NM | 11204 | Los Alamos County | Preliminary | DC | 2.549 | 0.714 | . | . | 3.263 | 442 | 32 | . | . | 474 | . | . | . | . | . | . | . | . | . | . | 0 | 0 | . | . | . | . | . | . | . | . | . | . | . | . | . | . | . | . | . | . | . | . | . | . | . | . | . | . | . | . | . | . | . | . | . | . | . | . | . | . | . | . | . | . | . | . | . | . | . | . | . | . | . | . | . | . | . | . | . | . | . | . | . | . | . | 2.549 | 0.714 | NM | 0 | 3.263 | 442 | 32 | 0 | 0 | 474 | 0 | 0 | 0 | 0 | 0
2024 | 1 | NM | 15473 | Public Service Co of NM | Preliminary | DC | 258.85 | 87.75 | 0 | 0 | 346.6 | 41826 | 1138 | 0 | 0 | 42964 | . | . | . | . | . | . | . | . | . | . | . | . | . | . | . | . | . | . | . | . | . | . | . | . | . | . | . | . | . | . | . | . | . | . | . | . | . | . | . | . | . | . | . | . | . | 0.009 | 0.015 | 0 | 0 | 0.024 | 3 | 3 | 0 | 0 | 6 | . | . | . | . | . | . | . | . | . | . | . | . | . | . | . | . | . | . | . | . | 258.859 | 87.765 | NM | 0 | 346.624 | 41829 | 1141 | 0 | 0 | 42970 | 0 | 0 | 0 | 0 | 0
2024 | 1 | NM | 17718 | Southwestern Public Service Co | Preliminary | DC | 18.97 | 7.588 | 0.493 | 0 | 27.051 | 1988 | 107 | 6 | 0 | 2101 | . | . | . | . | . | . | . | . | . | . | . | . | . | . | . | . | . | . | . | . | . | . | . | . | . | . | . | . | . | . | . | . | . | . | . | . | . | . | . | . | . | . | . | . | . | . | . | . | . | . | . | . | . | . | . | . | . | . | . | . | . | . | . | . | . | . | . | . | . | . | . | . | . | . | . | 18.97 | 7.588 | 0.493 | 0 | 27.051 | 1988 | 107 | 6 | 0 | 2101 | 0 | 0 | 0 | 0 | 0
2024 | 1 | NM | 99999 | Adjustment 2024 | Preliminary |  | -27.447 | -11.557 | 0.064 | 0 | -38.941 | . | . | . | . | . | . | . | . | . | . | . | . | . | . | . | . | . | . | . | . | . | . | . | . | . | . | . | . | . | . | . | . | . | . | . | . | . | . | . | . | . | . | . | . | . | . | . | . | . | . | . | . | . | . | . | . | . | . | . | . | . | . | . | . | . | . | . | . | . | . | . | . | . | . | . | . | . | . | . | . | -27.447 | -11.557 | 0.064 | 0 | -38.941 | . | . | . | . | . | . | . | . | . | .
2024 | 1 | NV | 2008 | City of Boulder City - (NV) | Preliminary | DC | 1.172 | 1.106 | 0 | 0 | 2.278 | 138 | 11 | 0 | 0 | 149 | . | . | . | . | 0 | . | . | . | . | 0 | . | . | . | . | 0 | . | . | . | . | 0 | . | . | . | . | 0 | . | . | . | . | 0 | . | . | . | . | 0 | . | . | . | . | 0 | . | . | . | . | 0 | . | . | . | . | 0 | . | . | . | . | 0 | . | . | . | . | 0 | . | . | . | . | 0 | . | . | . | . | 0 | . | . | . | . | 0 | 1.172 | 1.106 | NM | 0 | 2.278 | 138 | 11 | 0 | 0 | 149 | 0 | 0 | 0 | 0 | 0
2024 | 1 | NV | 13073 | Mt Wheeler Power, Inc | Preliminary | AC | 0.061 | 0.157 | . | . | 0.218 | 14 | 6 | . | . | 20 | . | . | . | . | . | . | . | . | . | . | . | . | . | . | . | . | . | . | . | . | . | . | . | . | . | . | . | . | . | . | . | . | . | . | . | . | . | . | . | . | . | . | . | . | . | . | 0.011 | . | . | . | . | 1 | . | . | . | . | . | . | . | . | . | . | . | . | . | . | . | . | . | . | . | . | . | . | . | 0.061 | 0.168 | NM | 0 | 0.229 | 14 | 7 | 0 | 0 | 21 | 0 | 0 | 0 | 0 | 0
2024 | 1 | NV | 13407 | Nevada Power Co | Preliminary | AC | 777.378 | 29.811 | 33.259 | 0 | 840.448 | 102765 | 533 | 117 | 0 | 103415 | . | . | . | . | 0 | . | . | . | . | 0 | . | . | . | . | 0 | 13.448 | 0.005 | 0.163 | 0 | 13.616 | 1689 | 1 | 1 | 0 | 1691 | 34.555 | 0.01 | 0.84 | 0 | 35.405 | . | . | . | . | 0 | . | . | . | . | 0 | . | . | . | . | 0 | 0.016 | 0.008 | 0.002 | . | 0.026 | 2 | 3 | 1 | . | 6 | . | . | . | . | 0 | . | . | . | . | 0 | . | . | . | . | 0 | . | . | . | . | 0 | 777.394 | 29.819 | 33.261 | 0 | 840.474 | 102767 | 536 | 118 | 0 | 103421 | 0 | 0 | 0 | 0 | 0
2024 | 1 | NV | 17166 | Sierra Pacific Power Co | Preliminary | AC | 71.011 | 34.441 | 1.073 | . | 106.525 | 11622 | 438 | 5 | . | 12065 | . | . | . | . | 0 | . | . | . | . | 0 | . | . | . | . | 0 | 6.801 | 0.042 | . | . | 6.843 | 897 | 3 | . | . | 900 | 17.547 | 0.087 | . | . | 17.634 | . | . | . | . | 0 | . | . | . | . | 0 | . | . | . | . | 0 | 0.307 | 9.354 | 0.007 | . | 9.668 | 49 | 88 | 1 | . | 138 | . | . | . | . | 0 | 0.05 | 0.108 | 0.05 | . | 0.208 | 1 | 2 | 1 | . | 4 | . | . | . | . | 0 | 71.368 | 43.903 | 1.13 | 0 | 116.401 | 11672 | 528 | 7 | 0 | 12207 | 0 | 0 | 0 | 0 | 0
2024 | 1 | NV | 19840 | Valley Electric Assn, Inc | Preliminary | AC | 19.966 | 0.181 | 0 | 0 | 20.147 | 2008 | 20 | 0 | 0 | 2028 | 0 | 0 | 0 | 0 | 0 | 0 | 0 | 0 | 0 | 0 | 889.47 | 4.086 | 0 | 0 | 893.556 | 0 | 0 | 0 | 0 | 0 | 0 | 0 | 0 | 0 | 0 | 0 | 0 | 0 | 0 | 0 | 0 | 0 | 0 | 0 | 0 | 0 | 0 | 0 | 0 | 0 | 0 | 0 | 0 | 0 | 0 | 0.02 | 0.002 | 0 | 0 | 0.022 | 9 | 1 | 0 | 0 | 10 | 0.828 | 0 | 0 | 0 | 0.828 | 0.075 | 0.006 | 0 | 0 | 0.081 | 9 | 1 | 0 | 0 | 10 | 2.973 | 0.009 | 0 | 0 | 2.982 | 20.061 | 0.189 | NM | 0 | 20.25 | 2026 | 22 | 0 | 0 | 2048 | 893.271 | 4.095 | 0 | 0 | 897.366
2024 | 1 | NV | 99999 | Adjustment 2024 | Preliminary |  | 6.203 | -0.134 | 0 | 0 | 6.069 | . | . | . | . | . | . | . | . | . | 0 | . | . | . | . | . | . | . | . | . | . | . | . | . | . | 0 | . | . | . | . | . | . | . | . | . | . | . | . | . | . | 0 | . | . | . | . | . | . | . | . | . | . | . | . | . | . | . | . | . | . | . | . | . | . | . | . | . | . | . | . | . | . | . | . | . | . | . | . | . | . | . | . | 6.203 | -0.134 | NM | 0 | 6.069 | . | . | . | . | . | . | . | . | . | .
2024 | 1 | NY | 3249 | Central Hudson Gas & Elec Corp | Preliminary | AC | 117.498 | 198.89 | . | . | 316.388 | 14653 | 732 | . | . | 15385 | . | . | . | . | 0 | . | . | . | . | 0 | . | . | . | . | 0 | . | . | . | . | 0 | . | . | . | . | 0 | . | . | . | . | 0 | . | . | . | . | 0 | . | . | . | . | 0 | . | . | . | . | 0 | 0.143 | 0.016 | . | . | 0.159 | 13 | 2 | . | . | 15 | . | . | . | . | 0 | . | . | . | . | 0 | . | . | . | . | 0 | . | . | . | . | 0 | 117.641 | 198.906 | NM | 0 | 316.547 | 14666 | 734 | 0 | 0 | 15400 | 0 | 0 | 0 | 0 | 0
2024 | 1 | NY | 4226 | Consolidated Edison Co-NY Inc | Preliminary | AC | 345.453 | 110.329 | . | . | 455.782 | 60816 | 3289 | . | . | 64105 | . | 100.843 | . | . | 100.843 | . | 737 | . | . | 737 | . | . | . | . | 0 | 3.749 | 10.252 | . | . | 14.001 | 464 | 24 | . | . | 488 | 9.608 | 49.482 | . | . | 59.09 | 0.196 | 11.458 | . | . | 11.654 | 25 | 9 | . | . | 34 | 0.48 | 11.654 | . | . | 12.134 | . | 0.143 | . | . | 0.143 | . | 6 | . | . | 6 | . | . | . | . | 0 | 0.015 | 39.122 | . | . | 39.137 | 3 | 41 | . | . | 44 | . | . | . | . | 0 | 345.468 | 250.437 | NM | 0 | 595.905 | 60819 | 4073 | 0 | 0 | 64892 | 0 | 0 | 0 | 0 | 0
2024 | 1 | NY | 11171 | Long Island Power Authority | Preliminary | AC | 578.011 | 96.111 | . | . | 674.122 | 81678 | 1641 | . | . | 83319 | . | 10.221 | . | . | 10.221 | . | 41 | . | . | 41 | . | . | . | . | 0 | 14.602 | 0.638 | . | . | 15.24 | 1689 | 9 | . | . | 1698 | . | . | . | . | 0 | . | . | . | . | 0 | . | . | . | . | 0 | . | . | . | . | 0 | 0.024 | 0.356 | . | . | 0.38 | 5 | 16 | . | . | 21 | . | . | . | . | 0 | 2.997 | 21.287 | . | . | 24.284 | 308 | 46 | . | . | 354 | . | . | . | . | 0 | 581.032 | 127.975 | NM | 0 | 709.007 | 81991 | 1744 | 0 | 0 | 83735 | 0 | 0 | 0 | 0 | 0
2024 | 1 | NY | 13511 | New York State Elec & Gas Corp | Preliminary | AC | 83.183 | 513.441 | . | . | 596.624 | 10202 | 1189 | . | . | 11391 | 0.154 | 439.189 | . | . | 439.343 | 4 | 249 | . | . | 253 | . | . | . | . | 0 | 5.75 | 27.88 | . | . | 33.63 | 425 | 10 | . | . | 435 | . | . | . | . | 0 | 0.323 | 0.42 | . | . | 0.743 | 35 | 4 | . | . | 39 | . | . | . | . | 0 | 0.649 | 0.756 | . | . | 1.405 | 77 | 28 | . | . | 105 | . | . | . | . | 0 | . | 10.897 | . | . | 10.897 | . | 20 | . | . | 20 | . | . | . | . | 0 | 83.986 | 964.283 | NM | 0 | 1048.269 | 10283 | 1486 | 0 | 0 | 11769 | 0 | 0 | 0 | 0 | 0
2024 | 1 | NY | 13573 | Niagara Mohawk Power Corp. | Preliminary | AC | 187.445 | 316.333 | 9.422 | . | 513.2 | 24012 | 2229 | 29 | . | 26270 | 0.011 | 875.671 | . | . | 875.682 | 1 | 269 | . | . | 270 | . | . | . | . | 0 | 0.027 | . | . | . | 0.027 | 4 | . | . | . | 4 | . | . | . | . | 0 | . | . | . | . | 0 | . | . | . | . | 0 | . | . | . | . | 0 | 2.408 | 4.001 | 0.15 | . | 6.559 | 195 | 63 | 2 | . | 260 | . | . | . | . | 0 | 0.115 | 19.222 | 1.155 | . | 20.492 | 24 | 51 | 3 | . | 78 | . | . | . | . | 0 | 189.979 | 1215.227 | 10.727 | 0 | 1415.933 | 24232 | 2612 | 34 | 0 | 26878 | 0 | 0 | 0 | 0 | 0
2024 | 1 | NY | 14154 | Orange & Rockland Utils Inc | Preliminary | AC | 92.351 | 94.312 | 3.228 | 0 | 189.891 | 12036 | 203 | 4 | 0 | 12243 | 0 | 16.916 | 0 | 0 | 16.916 | 0 | 35 | 0 | 0 | 35 | . | . | . | . | 0 | 4.803 | 15.91 | 0 | 0 | 20.713 | 560 | 7 | 0 | 0 | 567 | 4.007 | 7.99 | 0 | 0 | 11.997 | 0.045 | 15 | 0 | 0 | 15.045 | 3 | 4 | 0 | 0 | 7 | 0.04 | 12 | 0 | 0 | 12.04 | 0 | 0.012 | 0 | 0 | 0.012 | 0 | 2 | 0 | 0 | 2 | . | . | . | . | 0 | 0 | 0.02 | 0 | 0 | 0.02 | 0 | 1 | 0 | 0 | 1 | . | . | . | . | 0 | 92.351 | 111.26 | 3.228 | 0 | 206.839 | 12036 | 241 | 4 | 0 | 12281 | 0 | 0 | 0 | 0 | 0
2024 | 1 | NY | 14711 | Pennsylvania Electric Co | Preliminary | AC | 0 | 0 | 0 | 0 | . | 0 | 0 | 0 | 0 | . | 0 | 0 | 0 | 0 | . | 0 | 0 | 0 | 0 | . | 0 | 0 | 0 | 0 | . | 0 | 0 | 0 | 0 | . | 0 | 0 | 0 | 0 | . | 0 | 0 | 0 | 0 | . | 0 | 0 | 0 | 0 | . | 0 | 0 | 0 | 0 | . | 0 | 0 | 0 | 0 | . | 0 | 0 | 0 | 0 | . | 0 | 0 | 0 | 0 | . | 0 | 0 | 0 | 0 | . | 0 | 0 | 0 | 0 | . | 0 | 0 | 0 | 0 | . | 0 | 0 | 0 | 0 | . | NM | NM | NM | 0 | NM | 0 | 0 | 0 | 0 | 0 | 0 | 0 | 0 | 0 | 0
2024 | 1 | NY | 16183 | Rochester Gas & Electric Corp | Preliminary | AC | 20.32 | 173.021 | . | . | 193.341 | 2538 | 250 | . | . | 2788 | 0.044 | 24.302 | . | . | 24.346 | 6 | 378 | . | . | 384 | . | . | . | . | . | . | 1 | . | . | 1 | . | 1 | . | . | 1 | . | . | . | . | . | . | . | . | . | . | . | . | . | . | . | . | . | . | . | . | 0.074 | 0.88 | . | . | 0.954 | 12 | 5 | . | . | 17 | . | . | . | . | . | 0.699 | 1.464 | . | . | . | 60 | 3 | . | . | . | . | . | . | . | . | 21.137 | 199.667 | NM | 0 | 220.804 | 2616 | 636 | 0 | 0 | 3252 | 0 | 0 | 0 | 0 | 0
2024 | 1 | NY | 66101 | FirstEnergy Pennsylvania Electric Co | Preliminary | AC | 0.087 | 0.001 | 0 | 0 | 0.088 | 11 | 1 | 0 | 0 | 12 | 0 | 0 | 0 | 0 | 0 | 0 | 0 | 0 | 0 | 0 | 0 | 0 | 0 | 0 | 0 | 0 | 0 | 0 | 0 | 0 | 0 | 0 | 0 | 0 | 0 | 0 | 0 | 0 | 0 | 0 | 0 | 0 | 0 | 0 | 0 | 0 | 0 | 0 | 0 | 0 | 0 | 0 | 0 | 0 | 0 | 0 | 0.004 | 0 | 0 | 0.004 | 0 | 1 | 0 | 0 | 1 | 0 | 0 | 0 | 0 | 0 | 0 | 0 | 0 | 0 | 0 | 0 | 0 | 0 | 0 | 0 | 0 | 0 | 0 | 0 | 0 | 0.087 | 0.005 | NM | 0 | 0.092 | 11 | 2 | 0 | 0 | 13 | 0 | 0 | 0 | 0 | 0
2024 | 1 | NY | 99999 | Adjustment 2024 | Preliminary |  | 0.223 | 0.012 | 0.022 | . | 0.257 | . | . | . | . | . | . | . | . | . | . | . | . | . | . | . | . | . | . | . | . | . | . | . | . | . | . | . | . | . | . | . | . | . | . | . | . | . | . | . | . | . | . | . | . | . | . | . | . | . | . | . | . | . | . | . | . | . | . | . | . | . | . | . | . | . | . | . | . | . | . | . | . | . | . | . | . | . | . | . | . | 0.223 | 0.012 | 0.022 | . | 0.257 | . | . | . | . | . | . | . | . | . | .
2024 | 1 | OH | 3542 | Duke Energy Ohio Inc | Preliminary | AC | 35.311 | 19.124 | 1.171 | . | 55.606 | 4562 | 228 | 20 | . | 4810 | . | . | . | . | 0 | . | . | . | . | 0 | . | . | . | . | 0 | . | . | . | . | 0 | . | . | . | . | 0 | . | . | . | . | 0 | . | . | . | . | 0 | . | . | . | . | 0 | . | . | . | . | 0 | 0.037 | 0.036 | . | . | 0.073 | 8 | 1 | . | . | 9 | . | . | . | . | 0 | . | . | . | . | 0 | . | . | . | . | 0 | . | . | . | . | 0 | 35.348 | 19.16 | 1.171 | 0 | 55.679 | 4570 | 229 | 20 | 0 | 4819 | 0 | 0 | 0 | 0 | 0
2024 | 1 | OH | 3755 | Cleveland Electric Illum Co | Preliminary | AC | 13.643 | 10.679 | 0.721 | 0 | 25.043 | 1964 | 135 | 7 | 0 | 2106 | 0 | 0 | 0 | 0 | 0 | 0 | 0 | 0 | 0 | 0 | 0 | 0 | 0 | 0 | 0 | 1.489 | 1.011 | 0.109 | 0 | 2.609 | 235 | 3 | 1 | 0 | 239 | 0 | 0 | 0 | 0 | 0 | 0 | 0 | 0 | 0 | 0 | 0 | 0 | 0 | 0 | 0 | 0 | 0 | 0 | 0 | 0 | 0.021 | 3.215 | 1.225 | 0 | 4.461 | 5 | 16 | 2 | 0 | 23 | 0 | 0 | 0 | 0 | 0 | 0 | 0 | 0 | 0 | 0 | 0 | 0 | 0 | 0 | 0 | 0 | 0 | 0 | 0 | 0 | 13.664 | 13.894 | 1.946 | 0 | 29.504 | 1969 | 151 | 9 | 0 | 2129 | 0 | 0 | 0 | 0 | 0
2024 | 1 | OH | 4922 | Dayton Power & Light Co | Preliminary | AC | 2.602 | 7.285 | . | . | 9.887 | 388 | 76 | . | . | 464 | . | . | . | . | 0 | . | . | . | . | 0 | . | . | . | . | 0 | . | . | . | . | 0 | . | . | . | . | 0 | . | . | . | . | 0 | . | . | . | . | 0 | . | . | . | . | 0 | . | . | . | . | 0 | 0.099 | 4.668 | . | . | 4.767 | 20 | 10 | . | . | 30 | . | . | . | . | 0 | 0 | 0.575 | . | . | 0.575 | 0 | 1 | . | . | 1 | . | . | . | . | 0 | 2.701 | 12.528 | NM | 0 | 15.229 | 408 | 87 | 0 | 0 | 495 | 0 | 0 | 0 | 0 | 0
2024 | 1 | OH | 13998 | Ohio Edison Co | Preliminary | AC | 25.114 | 27.869 | 0.592 | 0 | 53.575 | 3078 | 157 | 4 | 0 | 3239 | 0 | 0 | 0 | 0 | 0 | 0 | 0 | 0 | 0 | 0 | 0 | 0 | 0 | 0 | 0 | 4.277 | 0.303 | 0 | 0 | 4.58 | 515 | 4 | 0 | 0 | 519 | 0 | 0 | 0 | 0 | 0 | 0 | 0 | 0 | 0 | 0 | 0 | 0 | 0 | 0 | 0 | 0 | 0 | 0 | 0 | 0 | 0.758 | 1.783 | 1.05 | 0 | 3.591 | 73 | 34 | 3 | 0 | 110 | 0 | 0 | 0 | 0 | 0 | 0 | 0.915 | 0 | 0 | 0.915 | 0 | 4 | 0 | 0 | 4 | 0 | 0 | 0 | 0 | 0 | 25.872 | 30.567 | 1.642 | 0 | 58.081 | 3151 | 195 | 7 | 0 | 3353 | 0 | 0 | 0 | 0 | 0
2024 | 1 | OH | 14006 | Ohio Power Co | Preliminary | AC | 61.1 | 61.355 | 5.713 | . | 128.168 | 8812 | 483 | 38 | . | 9333 | 0 | 0 | 0 | 0 | 0 | 0 | 0 | 0 | 0 | 0 | 858.196 | 550.863 | 25.313 | 0 | 1434.372 | 3.187 | 0.29 | 0 | 0 | 3.477 | 708 | 9 | 0 | 0 | 717 | 7.838 | 0.679 | 0 | 0 | 8.517 | 0 | 0 | 0 | 0 | 0 | 0 | 0 | 0 | 0 | 0 | 0 | 0 | 0 | 0 | 0 | 0.299 | 2.018 | 25.733 | 0 | 28.05 | 56 | 22 | 7 | 0 | 85 | 2.97 | 3.592 | 1466 | 0 | 1472.562 | 0 | 2.74 | 1 | 0 | 3.74 | 0 | 6 | 1 | 0 | 7 | 0 | 0 | 0 | 0 | 0 | 61.399 | 66.113 | 32.446 | 0 | 159.958 | 8868 | 511 | 46 | 0 | 9425 | 861.166 | 554.455 | 1491.313 | 0 | 2906.934
2024 | 1 | OH | 18997 | The Toledo Edison Co | Preliminary | AC | 4.243 | 14.448 | 23.806 | 0 | 42.497 | 563 | 81 | 16 | 0 | 660 | 0 | 0 | 0 | 0 | 0 | 0 | 0 | 0 | 0 | 0 | 0 | 0 | 0 | 0 | 0 | 0.383 | 0 | 0 | 0 | 0.383 | 47 | 0 | 0 | 0 | 47 | 0 | 0 | 0 | 0 | 0 | 0 | 0 | 0 | 0 | 0 | 0 | 0 | 0 | 0 | 0 | 0 | 0 | 0 | 0 | 0 | 0.273 | 3.345 | 4.5 | 0 | 8.118 | 41 | 20 | 1 | 0 | 62 | 0 | 0 | 0 | 0 | 0 | 0 | 0.78 | 2.8 | 0 | 3.58 | 0 | 4 | 1 | 0 | 5 | 0 | 0 | 0 | 0 | 0 | 4.516 | 18.573 | 31.106 | 0 | 54.195 | 604 | 105 | 18 | 0 | 727 | 0 | 0 | 0 | 0 | 0
2024 | 1 | OH | 99999 | Adjustment 2024 | Preliminary |  | 36.193 | 6.542 | 0.075 | . | 42.81 | . | . | . | . | . | . | . | . | . | . | . | . | . | . | . | . | . | . | . | . | . | . | . | . | . | . | . | . | . | . | . | . | . | . | . | . | . | . | . | . | . | . | . | . | . | . | . | . | . | . | . | . | . | . | . | . | . | . | . | . | . | . | . | . | . | . | . | . | . | . | . | . | . | . | . | . | . | . | . | . | 36.193 | 6.542 | 0.075 | . | 42.81 | . | . | . | . | . | . | . | . | . | .
2024 | 1 | OK | 817 | Arkansas Valley Elec Coop Corp | Preliminary | AC | 0.327 | . | . | . | 0.327 | 35 | . | . | . | 35 | . | . | . | . | 0 | . | . | . | . | 0 | 11.98 | . | . | . | 11.98 | . | . | . | . | 0 | . | . | . | . | 0 | . | . | . | . | 0 | . | . | . | . | 0 | . | . | . | . | 0 | . | . | . | . | 0 | . | . | . | . | 0 | . | . | . | . | 0 | . | . | . | . | . | . | . | . | . | 0 | . | . | . | . | 0 | . | . | . | . | 0 | 0.327 | NM | NM | 0 | 0.327 | 35 | 0 | 0 | 0 | 35 | 11.98 | 0 | 0 | 0 | 11.98
2024 | 1 | OK | 5860 | Empire District Electric Co | Preliminary | AC | 0.166 | 0.009 | . | . | 0.175 | 20 | 3 | . | . | 23 | . | . | . | . | 0 | . | . | . | . | 0 | . | . | . | . | 0 | . | . | . | . | 0 | . | . | . | . | 0 | . | . | . | . | 0 | . | . | . | . | 0 | . | . | . | . | 0 | . | . | . | . | 0 | . | . | . | . | 0 | . | . | . | . | 0 | . | . | . | . | 0 | . | . | . | . | 0 | . | . | . | . | 0 | . | . | . | . | 0 | 0.166 | 0.009 | NM | 0 | 0.175 | 20 | 3 | 0 | 0 | 23 | 0 | 0 | 0 | 0 | 0
2024 | 1 | OK | 13734 | Northeast Oklahoma Electric Co | Preliminary | AC | 1.739 | 0.925 | 0 | 0 | 2.664 | 196 | 13 | 0 | 0 | 209 | . | . | . | . | 0 | . | . | . | . | 0 | 36.396 | 21.284 | 0 | 0 | 57.68 | . | . | . | . | 0 | . | . | . | . | 0 | . | . | . | . | 0 | . | . | . | . | 0 | . | . | . | . | 0 | . | . | . | . | 0 | 0.01 | 0 | 0 | 0 | 0.01 | 1 | 0 | 0 | 0 | 1 | 0 | 0 | 0 | 0 | 0 | . | . | . | . | 0 | . | . | . | . | 0 | . | . | . | . | 0 | 1.749 | 0.925 | NM | 0 | 2.674 | 197 | 13 | 0 | 0 | 210 | 36.396 | 21.284 | 0 | 0 | 57.68
2024 | 1 | OK | 14062 | Oklahoma Electric Coop Inc | Preliminary | AC | 6.496 | 0.26 | . | . | 6.756 | 740 | 8 | . | . | 748 | . | . | . | . | . | . | . | . | . | . | . | . | . | . | . | . | . | . | . | . | . | . | . | . | . | . | . | . | . | . | . | . | . | . | . | . | . | . | . | . | . | . | . | . | . | 0.121 | . | . | . | 0.121 | 14 | . | . | . | 14 | . | . | . | . | . | . | . | 0.013 | . | . | . | . | 3 | . | . | . | . | . | . | . | 6.617 | 0.26 | 0.013 | 0 | 6.89 | 754 | 8 | 3 | 0 | 765 | 0 | 0 | 0 | 0 | 0
2024 | 1 | OK | 14063 | Oklahoma Gas & Electric Co | Preliminary | AC | 48.855 | 9.449 | 0.488 | 0 | 58.792 | 6876 | 188 | 4 | 0 | 7068 | 10.529 | 14.845 | 0.786 | 0 | 26.16 | 2927 | 1793 | 24 | 0 | 4744 | 0 | 0 | 0 | 0 | 0 | 0 | 0 | 0 | 0 | 0 | 0 | 0 | 0 | 0 | 0 | 0 | 0 | 0 | 0 | 0 | 0 | 0 | 0 | 0 | 0 | 0 | 0 | 0 | 0 | 0 | 0 | 0 | 0 | 0 | 0 | 0.125 | 0.505 | 0 | 0 | 0.63 | 20 | 8 | 0 | 0 | 28 | 0 | 0 | 0 | 0 | 0 | 0 | 0 | 0 | 0 | 0 | 0 | 0 | 0 | 0 | 0 | 0 | 0 | 0 | 0 | 0 | 59.509 | 24.799 | 1.274 | 0 | 85.582 | 9823 | 1989 | 28 | 0 | 11840 | 0 | 0 | 0 | 0 | 0
2024 | 1 | OK | 15474 | Public Service Co of Oklahoma | Preliminary | AC | 21.837 | 1.398 | 0.663 | . | 23.898 | 3204 | 63 | 3 | . | 3270 | . | . | . | . | 0 | . | . | . | . | 0 | 862.691 | 37.007 | 0.163 | . | 899.861 | 1.16 | 0.015 | . | . | 1.175 | 170 | 1 | . | . | 171 | 2.748 | 0.027 | . | . | 2.775 | 0.007 | . | . | . | 0.007 | 1 | . | . | . | 1 | 0.016 | . | . | . | 0.016 | 0.029 | . | . | . | 0.029 | 9 | . | . | . | 9 | 0.462 | . | . | . | 0.462 | 0.01 | . | . | . | 0.01 | 1 | . | . | . | 1 | 1.161 | . | . | . | 1.161 | 21.876 | 1.398 | 0.663 | 0 | 23.937 | 3214 | 63 | 3 | 0 | 3280 | 864.314 | 37.007 | 0.163 | 0 | 901.484
2024 | 1 | OK | 19785 | Verdigris Valley Elec Coop Inc | Preliminary | AC | 1.862 | . | . | . | 1.862 | 200 | . | . | . | 200 | . | . | . | . | . | . | . | . | . | . | . | . | . | . | . | . | . | . | . | . | . | . | . | . | . | . | . | . | . | . | . | . | . | . | . | . | . | . | . | . | . | . | . | . | . | . | . | . | . | . | . | . | . | . | . | . | . | . | . | . | . | . | . | . | . | . | . | . | . | . | . | . | . | . | . | 1.862 | NM | NM | 0 | 1.862 | 200 | 0 | 0 | 0 | 200 | 0 | 0 | 0 | 0 | 0
2024 | 1 | OK | 99999 | Adjustment 2024 | Preliminary |  | 19.13 | 1.152 | . | . | 20.282 | . | . | . | . | . | . | . | . | . | . | . | . | . | . | . | . | . | . | . | . | . | . | . | . | . | . | . | . | . | . | . | . | . | . | . | . | . | . | . | . | . | . | . | . | . | . | . | . | . | . | . | . | . | . | . | . | . | . | . | . | . | . | . | . | . | . | . | . | . | . | . | . | . | . | . | . | . | . | . | . | 19.13 | 1.152 | . | . | 20.282 | . | . | . | . | . | . | . | . | . | .
2024 | 1 | OR | 6022 | City of Eugene - (OR) | Preliminary | AC | 7.3 | 2.035 | . | . | 9.335 | 1102 | 100 | . | . | 1202 | . | . | . | . | . | . | . | . | . | . | . | . | . | . | . | . | . | . | . | . | . | . | . | . | . | . | . | . | . | . | . | . | . | . | . | . | . | . | . | . | . | . | . | . | . | . | . | . | . | . | . | . | . | . | . | . | . | . | . | . | . | . | . | . | . | . | . | . | . | . | . | . | . | . | . | 7.3 | 2.035 | NM | 0 | 9.335 | 1102 | 100 | 0 | 0 | 1202 | 0 | 0 | 0 | 0 | 0
2024 | 1 | OR | 9191 | Idaho Power Co | Preliminary | DC | 1.74 | 0.382 | 1.253 | . | 3.375 | 200 | 15 | 20 | . | 235 | . | . | . | . | 0 | . | . | . | . | 0 | . | . | . | . | 0 | . | . | . | . | 0 | . | . | . | . | 0 | . | . | . | . | 0 | . | . | . | . | 0 | . | . | . | . | 0 | . | . | . | . | 0 | . | . | . | . | 0 | . | . | . | . | 0 | . | . | . | . | 0 | . | . | . | . | 0 | . | . | . | . | 0 | . | . | . | . | 0 | 1.74 | 0.382 | 1.253 | 0 | 3.375 | 200 | 15 | 20 | 0 | 235 | 0 | 0 | 0 | 0 | 0
2024 | 1 | OR | 14354 | PacifiCorp | Preliminary | DC | 132.074 | 52.86 | 5 | 0 | 189.934 | 17195 | 1131 | 178 | 0 | 18504 | . | . | . | . | 0 | . | . | . | . | 0 | . | . | . | . | 0 | 5.658 | 0.284 | 0 | 0 | 5.942 | 536 | 11 | 0 | 0 | 547 | 18.001 | 0.492 | 0 | 0 | 18.493 | 0.039 | 0 | 0 | 0 | 0.039 | 4 | 0 | 0 | 0 | 4 | 0.096 | 0 | 0 | 0 | 0.096 | 0.078 | 0.087 | 0 | 0 | 0.165 | 18 | 9 | 0 | 0 | 27 | . | . | . | . | 0 | 0.142 | 2.761 | 0 | 0 | 2.903 | 9 | 16 | 0 | 0 | 25 | . | . | . | . | 0 | 132.294 | 55.708 | 5 | 0 | 193.002 | 17222 | 1156 | 178 | 0 | 18556 | 0 | 0 | 0 | 0 | 0
2024 | 1 | OR | 15248 | Portland General Electric Co | Preliminary | DC | 177.276 | 44.67 | 10.955 | . | 232.901 | 24291 | 940 | 66 | . | 25297 | . | . | . | . | . | . | . | . | . | . | . | . | . | . | . | . | . | . | . | . | . | . | . | . | . | . | . | . | . | . | . | . | . | . | . | . | . | . | . | . | . | . | . | . | . | 0.289 | 0.382 | . | . | 0.671 | 31 | 11 | . | . | 42 | . | . | . | . | . | 0.013 | 1.359 | 4.439 | . | . | 2 | 7 | 5 | . | . | . | . | . | . | . | 177.578 | 46.411 | 15.394 | 0 | 239.383 | 24324 | 958 | 71 | 0 | 25353 | 0 | 0 | 0 | 0 | 0
2024 | 1 | OR | 18260 | Surprise Valley Electrification | Preliminary | AC | 0.073 | 0.015 | 0 | 0 | 0.088 | 6 | 1 | 0 | 0 | 7 | . | . | . | . | 0 | . | . | . | . | 0 | . | . | . | . | 0 | . | . | . | . | 0 | . | . | . | . | 0 | . | . | . | . | 0 | . | . | . | . | 0 | . | . | . | . | 0 | . | . | . | . | 0 | . | . | . | . | 0 | . | . | . | . | 0 | . | . | . | . | 0 | . | . | . | . | 0 | . | . | . | . | 0 | . | . | . | . | 0 | 0.073 | 0.015 | NM | 0 | 0.088 | 6 | 1 | 0 | 0 | 7 | 0 | 0 | 0 | 0 | 0
2024 | 1 | OR | 28541 | Clatskanie Peoples Util Dist | Preliminary | AC | 0.118 | . | . | . | 0.118 | 15 | . | . | . | 15 | . | . | . | . | . | . | . | . | . | . | . | . | . | . | . | . | . | . | . | . | . | . | . | . | . | . | . | . | . | . | . | . | . | . | . | . | . | . | . | . | . | . | . | . | . | . | . | . | . | . | . | . | . | . | . | . | . | . | . | . | 0.003 | . | . | . | . | 1 | . | . | . | . | . | . | . | . | . | 0.121 | NM | NM | 0 | 0.121 | 16 | 0 | 0 | 0 | 16 | 0 | 0 | 0 | 0 | 0
2024 | 1 | OR | 40437 | Emerald People's Utility Dist | Preliminary | AC | 1.571 | 0.253 | . | . | 1.824 | 225 | 23 | . | . | 248 | 0.17 | . | . | . | 0.17 | 111 | . | . | . | 111 | . | . | . | . | . | . | . | . | . | . | . | . | . | . | . | . | . | . | . | . | . | . | . | . | . | . | . | . | . | . | . | . | . | . | . | . | . | . | . | . | . | . | . | . | . | . | . | . | . | . | . | . | . | . | . | . | . | . | . | . | . | . | . | . | . | 1.741 | 0.253 | NM | 0 | 1.994 | 336 | 23 | 0 | 0 | 359 | 0 | 0 | 0 | 0 | 0
2024 | 1 | OR | 99999 | Adjustment 2024 | Preliminary |  | -37.615 | -13.862 | -2.703 | 0 | -54.18 | . | . | . | . | . | . | . | . | . | 0 | . | . | . | . | . | . | . | . | . | . | -0.987 | -0.05 | 0 | 0 | -1.036 | . | . | . | . | . | . | . | . | . | . | -0.007 | 0 | 0 | 0 | -0.007 | . | . | . | . | . | . | . | . | . | . | . | . | . | . | . | . | . | . | . | . | . | . | . | . | . | . | . | . | . | . | . | . | . | . | . | . | . | . | . | . | -37.615 | -13.862 | -2.703 | 0 | -54.18 | . | . | . | . | . | . | . | . | . | .
2024 | 1 | PA | 3597 | Citizens Electric Co - (PA) | Preliminary | AC | 0.809 | 2.53 | 0.841 | . | 4.18 | 62 | 11 | 3 | . | 76 | . | . | . | . | 0 | . | . | . | . | 0 | . | . | . | . | 0 | . | . | . | . | 0 | . | . | . | . | 0 | . | . | . | . | 0 | . | . | . | . | 0 | . | . | . | . | 0 | . | . | . | . | 0 | . | . | . | . | 0 | . | . | . | . | 0 | . | . | . | . | 0 | . | . | . | . | 0 | . | . | . | . | 0 | . | . | . | . | 0 | 0.809 | 2.53 | 0.841 | 0 | 4.18 | 62 | 11 | 3 | 0 | 76 | 0 | 0 | 0 | 0 | 0
2024 | 1 | PA | 5487 | Duquesne Light Co | Preliminary | AC | 52.814 | 21.18 | 1.292 | . | 75.286 | 7594 | 149 | 4 | . | 7747 | 0.169 | 5.579 | . | . | 5.748 | 11 | 16 | . | . | 27 | . | . | . | . | 0 | . | . | . | . | 0 | . | . | . | . | 0 | . | . | . | . | 0 | . | . | . | . | 0 | . | . | . | . | 0 | . | . | . | . | 0 | 0.067 | 0.02 | . | . | 0.087 | 13 | 4 | . | . | 17 | . | . | . | . | 0 | 0.004 | 0.49 | . | . | 0.494 | 1 | 5 | . | . | 6 | . | . | . | . | 0 | 53.054 | 27.269 | 1.292 | 0 | 81.615 | 7619 | 174 | 4 | 0 | 7797 | 0 | 0 | 0 | 0 | 0
2024 | 1 | PA | 12390 | Metropolitan Edison Co | Preliminary | AC | 0 | 0 | 0 | 0 | . | 0 | 0 | 0 | 0 | . | 0 | 0 | 0 | 0 | . | 0 | 0 | 0 | 0 | . | 0 | 0 | 0 | 0 | . | 0 | 0 | 0 | 0 | . | 0 | 0 | 0 | 0 | . | 0 | 0 | 0 | 0 | . | 0 | 0 | 0 | 0 | . | 0 | 0 | 0 | 0 | . | 0 | 0 | 0 | 0 | . | 0 | 0 | 0 | 0 | . | 0 | 0 | 0 | 0 | . | 0 | 0 | 0 | 0 | . | 0 | 0 | 0 | 0 | . | 0 | 0 | 0 | 0 | . | 0 | 0 | 0 | 0 | . | NM | NM | NM | 0 | NM | 0 | 0 | 0 | 0 | 0 | 0 | 0 | 0 | 0 | 0
2024 | 1 | PA | 14711 | Pennsylvania Electric Co | Preliminary | AC | 0 | 0 | 0 | 0 | . | 0 | 0 | 0 | 0 | . | 0 | 0 | 0 | 0 | . | 0 | 0 | 0 | 0 | . | 0 | 0 | 0 | 0 | . | 0 | 0 | 0 | 0 | . | 0 | 0 | 0 | 0 | . | 0 | 0 | 0 | 0 | . | 0 | 0 | 0 | 0 | . | 0 | 0 | 0 | 0 | . | 0 | 0 | 0 | 0 | . | 0 | 0 | 0 | 0 | . | 0 | 0 | 0 | 0 | . | 0 | 0 | 0 | 0 | . | 0 | 0 | 0 | 0 | . | 0 | 0 | 0 | 0 | . | 0 | 0 | 0 | 0 | . | NM | NM | NM | 0 | NM | 0 | 0 | 0 | 0 | 0 | 0 | 0 | 0 | 0 | 0
2024 | 1 | PA | 14715 | PPL Electric Utilities Corp | Preliminary | AC | 216.453 | 117.091 | 16.548 | . | 350.092 | 23667 | 987 | 59 | . | 24713 | 1.047 | 13.825 | . | . | 14.872 | 45 | 132 | . | . | 177 | . | . | . | . | . | . | . | . | . | . | . | . | . | . | . | . | . | . | . | . | . | . | . | . | . | . | . | . | . | . | . | . | . | . | . | 0.313 | 0.129 | . | . | 0.442 | 97 | 20 | . | . | 117 | . | . | . | . | . | 0.143 | 33.445 | 2.429 | . | . | 8 | 37 | 2 | . | . | . | . | . | . | . | 217.956 | 164.49 | 18.977 | 0 | 401.423 | 23817 | 1176 | 61 | 0 | 25054 | 0 | 0 | 0 | 0 | 0
2024 | 1 | PA | 14716 | Pennsylvania Power Co | Preliminary | AC | 0 | 0 | 0 | 0 | . | 0 | 0 | 0 | 0 | . | 0 | 0 | 0 | 0 | . | 0 | 0 | 0 | 0 | . | 0 | 0 | 0 | 0 | . | 0 | 0 | 0 | 0 | . | 0 | 0 | 0 | 0 | . | 0 | 0 | 0 | 0 | . | 0 | 0 | 0 | 0 | . | 0 | 0 | 0 | 0 | . | 0 | 0 | 0 | 0 | . | 0 | 0 | 0 | 0 | . | 0 | 0 | 0 | 0 | . | 0 | 0 | 0 | 0 | . | 0 | 0 | 0 | 0 | . | 0 | 0 | 0 | 0 | . | 0 | 0 | 0 | 0 | . | NM | NM | NM | 0 | NM | 0 | 0 | 0 | 0 | 0 | 0 | 0 | 0 | 0 | 0
2024 | 1 | PA | 14940 | PECO Energy Co | Preliminary | AC | 131.15 | 25.63 | 25.22 | . | 182 | 18915 | 378 | 44 | . | 19337 | 1.05 | 1.94 | . | . | 2.99 | 62 | 44 | . | . | 106 | . | . | . | . | . | . | . | . | . | . | . | . | . | . | . | . | . | . | . | . | . | . | . | . | . | . | . | . | . | . | . | . | . | . | . | . | . | . | . | . | . | . | . | . | . | . | . | . | . | . | . | . | . | . | . | . | . | . | . | . | . | . | . | . | . | 132.2 | 27.57 | 25.22 | 0 | 184.99 | 18977 | 422 | 44 | 0 | 19443 | 0 | 0 | 0 | 0 | 0
2024 | 1 | PA | 15045 | Pike County Light & Power Co | Preliminary | AC | 0.318 | 0.02 | 0 | 0 | 0.338 | 30 | 1 | 0 | 0 | 31 | . | . | . | . | . | . | . | . | . | . | . | . | . | . | . | . | . | . | . | . | . | . | . | . | . | . | . | . | . | . | . | . | . | . | . | . | . | . | . | . | . | . | . | . | . | . | . | . | . | . | . | . | . | . | . | . | . | . | . | . | . | . | . | . | . | . | . | . | . | . | . | . | . | . | . | 0.318 | 0.02 | NM | 0 | 0.338 | 30 | 1 | 0 | 0 | 31 | 0 | 0 | 0 | 0 | 0
2024 | 1 | PA | 19390 | UGI Utilities, Inc | Preliminary | AC | 1.756 | 0.225 | 0.12 | 0 | 2.101 | 198 | 10 | 2 | 0 | 210 | 0.159 | 0.26 | 0 | 0 | 0.419 | 12 | 3 | 0 | 0 | 15 | 0 | 0 | 0 | 0 | . | 0 | 0 | 0 | 0 | . | 0 | 0 | 0 | 0 | . | 0 | 0 | 0 | 0 | . | 0 | 0 | 0 | 0 | . | 0 | 0 | 0 | 0 | . | 0 | 0 | 0 | 0 | . | 0.017 | 0 | 0 | 0 | 0.017 | 5 | 0 | 0 | 0 | 5 | 0 | 0 | 0 | 0 | . | 0.02 | 0 | 0 | 0 | . | 1 | 0 | 0 | 0 | . | 0 | 0 | 0 | 0 | . | 1.952 | 0.485 | 0.12 | 0 | 2.557 | 216 | 13 | 2 | 0 | 231 | 0 | 0 | 0 | 0 | 0
2024 | 1 | PA | 20334 | Wellsborough Electric Co | Preliminary | AC | 0.085 | 0.1 | 1.125 | 0 | 1.31 | 11 | 4 | 1 | 0 | 16 | 0 | 0 | 0 | 0 | . | 0 | 0 | 0 | 0 | . | 0 | 0 | 0 | 0 | . | 0 | 0 | 0 | 0 | . | 0 | 0 | 0 | 0 | . | 0 | 0 | 0 | 0 | . | 0 | 0 | 0 | 0 | . | 0 | 0 | 0 | 0 | . | 0 | 0 | 0 | 0 | . | 0.017 | 0.002 | 0 | 0 | 0.019 | 3 | 1 | 0 | 0 | 4 | 0 | 0 | 0 | 0 | . | 0 | 0 | 0 | 0 | . | 0 | 0 | 0 | 0 | . | 0 | 0 | 0 | 0 | . | 0.102 | 0.102 | 1.125 | 0 | 1.329 | 14 | 5 | 1 | 0 | 20 | 0 | 0 | 0 | 0 | 0
2024 | 1 | PA | 20387 | West Penn Power Company | Preliminary | AC | 0 | 0 | 0 | 0 | . | 0 | 0 | 0 | 0 | . | 0 | 0 | 0 | 0 | . | 0 | 0 | 0 | 0 | . | 0 | 0 | 0 | 0 | . | 0 | 0 | 0 | 0 | . | 0 | 0 | 0 | 0 | . | 0 | 0 | 0 | 0 | . | 0 | 0 | 0 | 0 | . | 0 | 0 | 0 | 0 | . | 0 | 0 | 0 | 0 | . | 0 | 0 | 0 | 0 | . | 0 | 0 | 0 | 0 | . | 0 | 0 | 0 | 0 | . | 0 | 0 | 0 | 0 | . | 0 | 0 | 0 | 0 | . | 0 | 0 | 0 | 0 | . | NM | NM | NM | 0 | NM | 0 | 0 | 0 | 0 | 0 | 0 | 0 | 0 | 0 | 0
2024 | 1 | PA | 66101 | FirstEnergy Pennsylvania Electric Co | Preliminary | AC | 162.262 | 48.067 | 21.685 | 0 | 232.014 | 17791 | 654 | 51 | 0 | 18496 | 1.839 | 7.86 | 3.709 | 0 | 13.408 | 113 | 68 | 4 | 0 | 185 | 0 | 0 | 0 | 0 | 0 | 9.724 | 0.044 | 0 | 0 | 9.768 | 1176 | 7 | 0 | 0 | 1183 | 0 | 0 | 0 | 0 | 0 | 0.035 | 0 | 0 | 0 | 0.035 | 3 | 0 | 0 | 0 | 3 | 0 | 0 | 0 | 0 | 0 | 0.377 | 0.265 | 0.003 | 0 | 0.645 | 94 | 27 | 1 | 0 | 122 | 0 | 0 | 0 | 0 | 0 | 0.029 | 8.002 | 17.473 | 0 | 25.504 | 7 | 19 | 11 | 0 | 37 | 0 | 0 | 0 | 0 | 0 | 164.507 | 64.194 | 42.87 | 0 | 271.571 | 18005 | 768 | 67 | 0 | 18840 | 0 | 0 | 0 | 0 | 0
2024 | 1 | PA | 99999 | Adjustment 2024 | Preliminary |  | 8.883 | 4.02 | 0.108 | . | 13.011 | . | . | . | . | . | . | . | . | . | . | . | . | . | . | . | . | . | . | . | . | . | . | . | . | . | . | . | . | . | . | . | . | . | . | . | . | . | . | . | . | . | . | . | . | . | . | . | . | . | . | . | . | . | . | . | . | . | . | . | . | . | . | . | . | . | . | . | . | . | . | . | . | . | . | . | . | . | . | . | . | 8.883 | 4.02 | 0.108 | . | 13.011 | . | . | . | . | . | . | . | . | . | .
2024 | 1 | RI | 1857 | Block Island Utility District | Preliminary | AC | 0.44 | 0.03 | 0 | 0 | 0.47 | 54 | 5 | 0 | 0 | 59 | . | . | . | . | 0 | . | . | . | . | 0 | . | . | . | . | 0 | . | . | . | . | 0 | . | . | . | . | 0 | . | . | . | . | 0 | . | . | . | . | 0 | . | . | . | . | 0 | . | . | . | . | 0 | . | . | . | . | 0 | . | . | . | . | 0 | . | . | . | . | 0 | . | . | . | . | 0 | . | . | . | . | 0 | . | . | . | . | 0 | 0.44 | 0.03 | NM | 0 | 0.47 | 54 | 5 | 0 | 0 | 59 | 0 | 0 | 0 | 0 | 0
2024 | 1 | RI | 13214 | The Narragansett Electric Co | Preliminary | AC | 99.322 | 309.891 | 5.604 | . | 414.817 | 14247 | 514 | 30 | . | 14791 | 0.01 | 9.504 | . | . | 9.514 | 1 | 4 | . | . | 5 | . | . | . | . | 0 | 0.071 | . | . | . | 0.071 | 10 | . | . | . | 10 | 0.087 | . | . | . | 0.087 | . | . | . | . | 0 | . | . | . | . | 0 | . | . | . | . | 0 | 0.093 | 26.875 | . | . | 26.968 | 20 | 24 | . | . | 44 | . | . | . | . | 0 | . | 2.93 | . | . | 2.93 | . | 4 | . | . | 4 | . | . | . | . | 0 | 99.425 | 349.2 | 5.604 | 0 | 454.229 | 14268 | 546 | 30 | 0 | 14844 | 0 | 0 | 0 | 0 | 0
2024 | 1 | RI | 14537 | Pascoag Utility District | Preliminary | AC | 0.032 | . | . | . | 0.032 | 7 | . | . | . | 7 | . | . | . | . | 0 | . | . | . | . | 0 | 1.938 | . | . | . | 1.938 | . | . | . | . | 0 | . | . | . | . | 0 | . | . | . | . | 0 | . | . | . | . | 0 | . | . | . | . | 0 | . | . | . | . | 0 | . | . | . | . | 0 | . | . | . | . | 0 | . | . | . | . | 0 | . | . | . | . | 0 | . | . | . | . | 0 | . | . | . | . | 0 | 0.032 | NM | NM | 0 | 0.032 | 7 | 0 | 0 | 0 | 7 | 1.938 | 0 | 0 | 0 | 1.938
2024 | 1 | RI | 99999 | Adjustment 2024 | Preliminary |  | . | . | . | . | . | . | . | . | . | . | . | . | . | . | . | . | . | . | . | . | . | . | . | . | . | . | . | . | . | . | . | . | . | . | . | . | . | . | . | . | . | . | . | . | . | . | . | . | . | . | . | . | . | . | . | . | . | . | . | . | . | . | . | . | . | . | . | . | . | . | . | . | . | . | . | . | . | . | . | . | . | . | . | . | . | . | . | . | . | . | . | . | . | . | . | . | . | . | . | .
2024 | 1 | SC | 1613 | Berkeley Electric Coop Inc | Preliminary | AC | 11.028 | 0.141 | . | . | 11.169 | 1736 | 5 | . | . | 1741 | . | . | . | . | 0 | . | . | . | . | 0 | . | . | . | . | 0 | . | . | . | . | 0 | . | . | . | . | 0 | . | . | . | . | 0 | . | . | . | . | 0 | . | . | . | . | 0 | . | . | . | . | 0 | . | . | . | . | 0 | . | . | . | . | 0 | . | . | . | . | 0 | . | . | . | . | 0 | . | . | . | . | 0 | . | . | . | . | 0 | 11.028 | 0.141 | NM | 0 | 11.169 | 1736 | 5 | 0 | 0 | 1741 | 0 | 0 | 0 | 0 | 0
2024 | 1 | SC | 3046 | Duke Energy Progress - (NC) | Preliminary | AC | 17.74 | 3.363 | 5.269 | . | 26.372 | 2205 | 67 | 11 | . | 2283 | . | . | . | . | . | . | . | . | . | . | . | . | . | . | . | . | . | . | . | . | . | . | . | . | . | . | . | . | . | . | . | . | . | . | . | . | . | . | . | . | . | . | . | . | . | . | . | . | . | . | . | . | . | . | . | . | . | . | . | . | . | . | . | . | . | . | . | . | . | . | . | . | . | . | . | 17.74 | 3.363 | 5.269 | 0 | 26.372 | 2205 | 67 | 11 | 0 | 2283 | 0 | 0 | 0 | 0 | 0
2024 | 1 | SC | 5416 | Duke Energy Carolinas, LLC | Preliminary | AC | 97.738 | 19.463 | 10.577 | . | 127.778 | 12100 | 353 | 29 | . | 12482 | . | . | . | . | 0 | . | . | . | . | 0 | . | . | . | . | 0 | . | . | . | . | 0 | . | . | . | . | 0 | . | . | . | . | 0 | . | . | . | . | 0 | . | . | . | . | 0 | . | . | . | . | 0 | 0 | 0.001 | . | . | 0.001 | 0 | 1 | . | . | 1 | . | . | . | . | 0 | . | . | . | . | 0 | . | . | . | . | 0 | . | . | . | . | 0 | 97.738 | 19.464 | 10.577 | 0 | 127.779 | 12100 | 354 | 29 | 0 | 12483 | 0 | 0 | 0 | 0 | 0
2024 | 1 | SC | 14398 | Palmetto Electric Coop Inc | Preliminary | DC | 2.054 | 0.533 | 0 | 0 | 2.587 | 235 | 12 | 0 | 0 | 247 | 0.24 | . | . | . | 0.24 | 87 | . | . | . | 87 | 32.4 | . | . | . | 32.4 | 0.424 | . | . | . | 0.424 | 35 | . | . | . | 35 | 0.77 | . | . | . | 0.77 | . | . | . | . | 0 | . | . | . | . | 0 | . | . | . | . | 0 | . | . | . | . | 0 | . | . | . | . | 0 | . | . | . | . | 0 | . | . | . | . | 0 | . | . | . | . | 0 | . | . | . | . | 0 | 2.294 | 0.533 | NM | 0 | 2.827 | 322 | 12 | 0 | 0 | 334 | 32.4 | 0 | 0 | 0 | 32.4
2024 | 1 | SC | 17539 | Dominion Energy South Carolina, Inc | Preliminary | AC | 111.257 | 20.586 | 2.056 | 0 | 133.899 | 15424 | 239 | 7 | 0 | 15670 | . | . | . | . | . | . | . | . | . | . | 3994.709 | 666.64 | 38.52 | 0 | 4699.869 | 4.302 | 0.032 | . | . | 4.334 | 579 | 4 | . | . | 583 | 9.826 | 0.091 | . | . | 9.917 | . | . | . | . | . | . | . | . | . | . | . | . | . | . | . | . | . | . | . | . | . | . | . | . | . | . | . | . | . | . | . | . | . | . | . | . | . | . | . | . | . | . | . | . | . | 111.257 | 20.586 | 2.056 | 0 | 133.899 | 15424 | 239 | 7 | 0 | 15670 | 3994.709 | 666.64 | 38.52 | 0 | 4699.869
2024 | 1 | SC | 17543 | South Carolina Public Service Authority | Preliminary | AC | 11.964 | . | . | . | 11.964 | 1712 | . | . | . | 1712 | . | . | . | . | . | . | . | . | . | . | . | . | . | . | . | . | . | . | . | . | . | . | . | . | . | . | . | . | . | . | . | . | . | . | . | . | . | . | . | . | . | . | . | . | . | . | . | . | . | . | . | . | . | . | . | . | . | . | . | . | . | . | . | . | . | . | . | . | . | . | . | . | . | . | . | 11.964 | NM | NM | 0 | 11.964 | 1712 | 0 | 0 | 0 | 1712 | 0 | 0 | 0 | 0 | 0
2024 | 1 | SC | 99999 | Adjustment 2024 | Preliminary |  | 45.071 | 4.08 | 0 | 0 | 49.151 | . | . | . | . | . | -0.042 | . | . | . | -0.042 | . | . | . | . | . | . | . | . | . | . | -0.074 | . | . | . | -0.074 | . | . | . | . | . | . | . | . | . | . | . | . | . | . | 0 | . | . | . | . | . | . | . | . | . | . | . | . | . | . | . | . | . | . | . | . | . | . | . | . | . | . | . | . | . | . | . | . | . | . | . | . | . | . | . | . | 45.029 | 4.08 | NM | 0 | 49.109 | . | . | . | . | . | . | . | . | . | .
2024 | 1 | SD | 1769 | Black Hills Electric Coop, Inc | Preliminary | AC | 0.574 | 0.023 | 0 | 0 | 0.597 | 71 | 2 | 0 | 0 | 73 | 0 | 0 | 0 | 0 | 0 | 0 | 0 | 0 | 0 | 0 | 11.103 | 0.04 | 0 | 0 | 11.143 | 0 | 0 | 0 | 0 | 0 | 0 | 0 | 0 | 0 | 0 | 0 | 0 | 0 | 0 | 0 | 0 | 0 | 0 | 0 | 0 | 0 | 0 | 0 | 0 | 0 | 0 | 0 | 0 | 0 | 0 | 0.002 | 0 | 0 | 0 | 0.002 | 1 | 0 | 0 | 0 | 1 | 0 | 0 | 0 | 0 | 0 | 0 | 0 | 0 | 0 | 0 | 0 | 0 | 0 | 0 | 0 | 0 | 0 | 0 | 0 | 0 | 0.576 | 0.023 | NM | 0 | 0.599 | 72 | 2 | 0 | 0 | 74 | 11.103 | 0.04 | 0 | 0 | 11.143
2024 | 1 | SD | 14232 | Otter Tail Power Co | Preliminary | AC | 0.01 | 0.04 | 0 | 0 | 0.05 | 1 | 2 | 0 | 0 | 3 | 0 | 0 | 0 | 0 | 0 | 0 | 0 | 0 | 0 | 0 | 0.08 | 0.213 | 0 | 0 | 0.293 | 0 | 0 | 0 | 0 | 0 | 0 | 0 | 0 | 0 | 0 | 0 | 0 | 0 | 0 | 0 | 0 | 0 | 0 | 0 | 0 | 0 | 0 | 0 | 0 | 0 | 0 | 0 | 0 | 0 | 0 | 0.023 | 0.092 | 0 | 0 | 0.115 | 2 | 2 | 0 | 0 | 4 | 0 | 0.182 | 0 | 0 | 0.182 | 0 | 0 | 0 | 0 | 0 | 0 | 0 | 0 | 0 | 0 | 0 | 0 | 0 | 0 | 0 | 0.033 | 0.132 | NM | 0 | 0.165 | 3 | 4 | 0 | 0 | 7 | 0.08 | 0.395 | 0 | 0 | 0.475
2024 | 1 | SD | 17267 | Sioux Valley SW Elec Coop | Preliminary | DC | 0.266 | 0.078 | . | . | 0.344 | 25 | 6 | . | . | 31 | . | . | . | . | 0 | . | . | . | . | 0 | 1.717 | 0.24 | . | . | 1.957 | . | . | . | . | 0 | . | . | . | . | 0 | . | . | . | . | 0 | . | . | . | . | 0 | . | . | . | . | 0 | . | . | . | . | 0 | 0.023 | . | . | . | 0.023 | 4 | . | . | . | 4 | 0.175 | . | . | . | 0.175 | . | . | . | . | 0 | . | . | . | . | 0 | . | . | . | . | 0 | 0.289 | 0.078 | NM | 0 | 0.367 | 29 | 6 | 0 | 0 | 35 | 1.892 | 0.24 | 0 | 0 | 2.132
2024 | 1 | SD | 19293 | Southeastern Electric Coop Inc - (SD) | Preliminary | AC | 0.115 | 0.034 | . | . | 0.149 | 14 | 4 | . | . | 18 | . | . | . | . | 0 | . | . | . | . | 0 | 2.522 | 0.046 | . | . | 2.568 | . | . | . | . | 0 | . | . | . | . | 0 | . | . | . | . | 0 | . | . | . | . | 0 | . | . | . | . | 0 | . | . | . | . | 0 | . | . | . | . | 0 | . | . | . | . | 0 | . | . | . | . | 0 | . | . | . | . | 0 | . | . | . | . | 0 | . | . | . | . | 0 | 0.115 | 0.034 | NM | 0 | 0.149 | 14 | 4 | 0 | 0 | 18 | 2.522 | 0.046 | 0 | 0 | 2.568
2024 | 1 | SD | 19545 | Black Hills Power, Inc. | Preliminary | DC | 1.25 | 0.702 | 0 | 0 | 1.952 | 202 | 19 | 0 | 0 | 221 | . | . | . | . | . | . | . | . | . | . | . | . | . | . | . | . | . | . | . | . | . | . | . | . | . | . | . | . | . | . | . | . | . | . | . | . | . | . | . | . | . | . | . | . | . | 0.011 | 0.012 | 0 | 0 | 0.023 | 4 | 4 | . | . | 8 | . | . | . | . | . | . | . | . | . | . | . | . | . | . | . | . | . | . | . | . | 1.261 | 0.714 | NM | 0 | 1.975 | 206 | 23 | 0 | 0 | 229 | 0 | 0 | 0 | 0 | 0
2024 | 1 | SD | 20401 | West River Electric Assn Inc | Preliminary | DC | 0.61 | 0.15 | . | . | 0.76 | 74 | 1 | . | . | 75 | . | . | . | . | 0 | . | . | . | . | 0 | 14.212 | 0 | . | . | 14.212 | . | . | . | . | 0 | . | . | . | . | 0 | . | . | . | . | 0 | . | . | . | . | 0 | . | . | . | . | 0 | . | . | . | . | 0 | 0.022 | 0.01 | . | . | 0.032 | 7 | 1 | . | . | 8 | 0.303 | 0.073 | . | . | 0.376 | . | . | . | . | 0 | . | . | . | . | 0 | . | . | . | . | 0 | 0.632 | 0.16 | NM | 0 | 0.792 | 81 | 2 | 0 | 0 | 83 | 14.515 | 0.073 | 0 | 0 | 14.588
2024 | 1 | SD | 99999 | Adjustment 2024 | Preliminary |  | -0.371 | -0.162 | 0 | 0 | -0.533 | . | . | . | . | . | . | . | . | . | 0 | . | . | . | . | . | . | . | . | . | . | . | . | . | . | 0 | . | . | . | . | . | . | . | . | . | . | . | . | . | . | 0 | . | . | . | . | . | . | . | . | . | . | . | . | . | . | . | . | . | . | . | . | . | . | . | . | . | . | . | . | . | . | . | . | . | . | . | . | . | . | . | . | -0.371 | -0.162 | NM | 0 | -0.533 | . | . | . | . | . | . | . | . | . | .
2024 | 1 | TN | 10331 | Kingsport Power Co | Preliminary | AC | 0.538 | 0.425 | . | . | 0.963 | 79 | 12 | . | . | 91 | . | . | . | . | 0 | . | . | . | . | 0 | 6.834 | 19.33 | . | . | 26.164 | 0.196 | . | . | . | 0.196 | 32 | . | . | . | 32 | 0.395 | . | . | . | 0.395 | 0 | . | . | . | 0 | 0 | . | . | . | 0 | 0 | . | . | . | 0 | 0 | . | . | . | 0 | 0 | . | . | . | 0 | 0 | . | . | . | 0 | 0 | . | . | . | 0 | 0 | . | . | . | 0 | 0 | . | . | . | 0 | 0.538 | 0.425 | NM | 0 | 0.963 | 79 | 12 | 0 | 0 | 91 | 6.834 | 19.33 | 0 | 0 | 26.164
2024 | 1 | TN | 99999 | Adjustment 2024 | Preliminary |  | . | . | . | . | . | . | . | . | . | . | . | . | . | . | . | . | . | . | . | . | . | . | . | . | . | . | . | . | . | . | . | . | . | . | . | . | . | . | . | . | . | . | . | . | . | . | . | . | . | . | . | . | . | . | . | . | . | . | . | . | . | . | . | . | . | . | . | . | . | . | . | . | . | . | . | . | . | . | . | . | . | . | . | . | . | . | . | . | . | . | . | . | . | . | . | . | . | . | . | .
2024 | 1 | TX | 5701 | El Paso Electric Co | Preliminary | AC | 123.674 | 5.663 | . | . | 129.337 | 23773 | 160 | . | . | 23933 | 0.045 | 0.001 | . | . | 0.046 | 23 | 11 | . | . | 34 | 1493.233 | 44.811 | . | . | 1538.044 | 1.372 | 0.008 | . | . | 1.38 | 170 | 1 | . | . | 171 | 1 | 0 | 0 | . | 1 | 0 | 0 | 0 | . | 0 | . | . | . | . | 0 | . | . | . | . | 0 | 0.008 | 0.048 | . | . | 0.056 | 2 | 4 | . | . | 6 | . | . | . | . | 0 | . | . | . | . | 0 | . | . | . | . | 0 | . | . | . | . | 0 | 123.727 | 5.712 | NM | 0 | 129.439 | 23798 | 175 | 0 | 0 | 23973 | 1493.233 | 44.811 | 0 | 0 | 1538.044
2024 | 1 | TX | 16604 | City of San Antonio - (TX) | Preliminary | AC | 368.807 | 118.008 | 0 | 0 | 486.815 | 43399 | 859 | 0 | 0 | 44258 | . | . | . | . | . | . | . | . | . | . | . | . | . | . | . | . | . | . | . | . | . | . | . | . | . | . | . | . | . | . | . | . | . | . | . | . | . | . | . | . | . | . | . | . | . | . | . | . | . | . | . | . | . | . | . | . | . | . | . | . | . | . | . | . | . | . | . | . | . | . | . | . | . | . | . | 368.807 | 118.008 | NM | 0 | 486.815 | 43399 | 859 | 0 | 0 | 44258 | 0 | 0 | 0 | 0 | 0
2024 | 1 | TX | 55937 | Entergy Texas Inc. | Preliminary | DC | 46.23 | 1.03 | 0.236 | 0 | 47.496 | 4738 | 39 | 11 | 0 | 4788 | . | . | . | . | . | . | . | . | . | . | . | . | . | . | . | . | . | . | . | . | . | . | . | . | . | . | . | . | . | . | . | . | . | . | . | . | . | . | . | . | . | . | . | . | . | 0.006 | . | . | . | 0.006 | 3 | . | . | . | 3 | . | . | . | . | . | . | . | . | . | . | . | . | . | . | . | . | . | . | . | . | 46.236 | 1.03 | 0.236 | 0 | 47.502 | 4741 | 39 | 11 | 0 | 4791 | 0 | 0 | 0 | 0 | 0
2024 | 1 | TX | 65610 | Ammper Power LLC | Preliminary | AC | 0 | 0.2 | 0 | 0 | 0.2 | 0 | 2 | 0 | 0 | 2 | 0 | 0 | 0 | 0 | 0 | 0 | 0 | 0 | 0 | 0 | 0 | 6.5 | 0 | 0 | 6.5 | 0 | 0 | 0 | 0 | 0 | 0 | 0 | 0 | 0 | 0 | 0 | 0 | 0 | 0 | 0 | 0 | 0 | 0 | 0 | 0 | 0 | 0 | 0 | 0 | 0 | 0 | 0 | 0 | 0 | 0 | 0 | 0 | 0 | 0 | 0 | 0 | 0 | 0 | 0 | 0 | 0 | 0 | 0 | 0 | 0 | 0 | 0.4 | 0 | 0 | 0.4 | 0 | 1 | 0 | 0 | 1 | 0 | 5.37 | 0 | 0 | 5.37 | NM | 0.6 | NM | 0 | 0.6 | 0 | 3 | 0 | 0 | 3 | 0 | 11.87 | 0 | 0 | 11.87
2024 | 1 | TX | 99999 | Adjustment 2024 | Preliminary |  | 458.794 | 47.752 | NM | 0 | 508.359 | . | . | . | . | . | . | . | . | . | . | . | . | . | . | . | . | . | . | . | . | . | . | . | . | . | . | . | . | . | . | . | . | . | . | . | . | . | . | . | . | . | . | . | . | . | . | . | . | . | . | . | . | . | . | . | . | . | . | . | . | . | . | . | . | . | . | . | . | . | . | . | . | . | . | . | . | . | . | . | . | 458.794 | 47.752 | NM | 0 | 508.359 | . | . | . | . | . | . | . | . | . | .
2024 | 1 | UT | 2010 | City of Bountiful | Preliminary | DC | 1.807 | 0.086 | . | . | 1.893 | 260 | 6 | . | . | 266 | . | . | . | . | 0 | . | . | . | . | 0 | . | . | . | . | 0 | . | . | . | . | 0 | . | . | . | . | 0 | . | . | . | . | 0 | . | . | . | . | 0 | . | . | . | . | 0 | . | . | . | . | 0 | . | . | . | . | 0 | . | . | . | . | 0 | . | . | . | . | 0 | . | . | . | . | 0 | . | . | . | . | 0 | . | . | . | . | 0 | 1.807 | 0.086 | NM | 0 | 1.893 | 260 | 6 | 0 | 0 | 266 | 0 | 0 | 0 | 0 | 0
2024 | 1 | UT | 11135 | City of Logan - (UT) | Preliminary | DC | 3.56 | 1.392 | 0 | 0 | 4.952 | 457 | 35 | 0 | 0 | 492 | . | . | . | . | 0 | . | . | . | . | 0 | . | . | . | . | 0 | . | . | . | . | 0 | . | . | . | . | 0 | . | . | . | . | 0 | . | . | . | . | 0 | . | . | . | . | 0 | . | . | . | . | 0 | . | . | . | . | 0 | . | . | . | . | 0 | . | . | . | . | 0 | . | . | . | . | 0 | . | . | . | . | 0 | . | . | . | . | 0 | 3.56 | 1.392 | NM | 0 | 4.952 | 457 | 35 | 0 | 0 | 492 | 0 | 0 | 0 | 0 | 0
2024 | 1 | UT | 12866 | Moon Lake Electric Assn Inc | Preliminary | AC | 0.632 | 0.046 | 0 | 0 | 0.678 | 79 | 4 | 0 | 0 | 83 | 0 | 0 | 0 | 0 | 0 | 0 | 0 | 0 | 0 | 0 | 0 | 0 | 0 | 0 | 0 | . | . | . | . | 0 | . | . | . | . | 0 | . | . | . | . | 0 | . | . | . | . | 0 | . | . | . | . | 0 | . | . | . | . | 0 | . | . | . | . | 0 | . | . | . | . | 0 | . | . | . | . | 0 | . | . | . | . | 0 | . | . | . | . | 0 | . | . | . | . | 0 | 0.632 | 0.046 | NM | 0 | 0.678 | 79 | 4 | 0 | 0 | 83 | 0 | 0 | 0 | 0 | 0
2024 | 1 | UT | 14354 | PacifiCorp | Preliminary | DC | 480.345 | 89.771 | 10.376 | 0 | 580.492 | 67921 | 1398 | 100 | 0 | 69419 | . | . | . | . | 0 | . | . | . | . | 0 | . | . | . | . | 0 | 50.857 | 1.456 | 0 | 0 | 52.313 | 6047 | 31 | 0 | 0 | 6078 | 130.37 | 3.342 | 0 | 0 | 133.712 | 0.054 | 0 | 0 | 0 | 0.054 | 5 | 0 | 0 | 0 | 5 | 0.123 | 0 | 0 | 0 | 0.123 | 0.15 | 0.031 | 0 | 0 | 0.181 | 45 | 9 | 0 | 0 | 54 | . | . | . | . | 0 | 0.117 | 0.363 | 0.011 | 0 | 0.491 | 19 | 11 | 2 | 0 | 32 | . | . | . | . | 0 | 480.612 | 90.165 | 10.387 | 0 | 581.164 | 67985 | 1418 | 102 | 0 | 69505 | 0 | 0 | 0 | 0 | 0
2024 | 1 | UT | 15444 | Provo City Corp | Preliminary | AC | 8.033 | 0.477 | . | . | 8.51 | 1169 | 20 | . | . | 1189 | . | . | . | . | 0 | . | . | . | . | 0 | 192.745 | 2.877 | . | . | 195.622 | . | . | . | . | 0 | . | . | . | . | 0 | . | . | . | . | 0 | . | . | . | . | 0 | . | . | . | . | 0 | . | . | . | . | 0 | . | . | . | . | 0 | . | . | . | . | 0 | . | . | . | . | 0 | . | . | . | . | 0 | . | . | . | . | 0 | . | . | . | . | 0 | 8.033 | 0.477 | NM | 0 | 8.51 | 1169 | 20 | 0 | 0 | 1189 | 192.745 | 2.877 | 0 | 0 | 195.622
2024 | 1 | UT | 17845 | City of Springville - (UT) | Preliminary | AC | 1.846 | 0.587 | . | . | 2.433 | 281 | 3 | . | . | 284 | . | . | . | . | 0 | . | . | . | . | 0 | . | . | . | . | 0 | . | . | . | . | 0 | . | . | . | . | 0 | . | . | . | . | 0 | . | . | . | . | 0 | . | . | . | . | 0 | . | . | . | . | 0 | 0.003 | . | . | . | 0.003 | 1 | . | . | . | 1 | . | . | . | . | 0 | . | . | . | . | 0 | . | . | . | . | 0 | . | . | . | . | 0 | 1.849 | 0.587 | NM | 0 | 2.436 | 282 | 3 | 0 | 0 | 285 | 0 | 0 | 0 | 0 | 0
2024 | 1 | UT | 17874 | City of St George | Preliminary | DC | 6.23 | 1.523 | 0 | 0 | 7.753 | 741 | 32 | 0 | 0 | 773 | . | . | . | . | . | . | . | . | . | . | . | . | . | . | . | . | . | . | . | . | . | . | . | . | . | . | . | . | . | . | . | . | . | . | . | . | . | . | . | . | . | . | . | . | . | . | . | . | . | . | . | . | . | . | . | . | . | . | . | . | . | . | . | . | . | . | . | . | . | . | . | . | . | . | . | 6.23 | 1.523 | NM | 0 | 7.753 | 741 | 32 | 0 | 0 | 773 | 0 | 0 | 0 | 0 | 0
2024 | 1 | UT | 18206 | Strawberry Electric Serv Dist | Preliminary | AC | 1.432 | 0.03 | . | . | 1.462 | 206 | 3 | . | . | 209 | . | . | . | . | 0 | . | . | . | . | 0 | 22.519 | 0.69 | . | . | 23.209 | . | . | . | . | 0 | . | . | . | . | 0 | . | . | . | . | 0 | . | . | . | . | 0 | . | . | . | . | 0 | . | . | . | . | 0 | 0.026 | . | . | . | 0.026 | 10 | . | . | . | 10 | 0 | . | . | . | 0 | . | . | . | . | 0 | . | . | . | . | 0 | . | . | . | . | 0 | 1.458 | 0.03 | NM | 0 | 1.488 | 216 | 3 | 0 | 0 | 219 | 22.519 | 0.69 | 0 | 0 | 23.209
2024 | 1 | UT | 99999 | Adjustment 2024 | Preliminary |  | -65.329 | -12.127 | -1.81 | 0 | -79.266 | . | . | . | . | . | . | . | . | . | 0 | . | . | . | . | . | . | . | . | . | . | -8.869 | -0.254 | 0 | 0 | -9.123 | . | . | . | . | . | . | . | . | . | . | -0.009 | 0 | 0 | 0 | -0.009 | . | . | . | . | . | . | . | . | . | . | . | . | . | . | . | . | . | . | . | . | . | . | . | . | . | . | . | . | . | . | . | . | . | . | . | . | . | . | . | . | -65.329 | -12.127 | -1.81 | 0 | -79.266 | . | . | . | . | . | . | . | . | . | .
2024 | 1 | VA | 84 | A & N Electric Coop | Preliminary | AC | 1.197 | 0.439 | 0 | 0 | 1.636 | 157 | 25 | 0 | 0 | 182 | 0 | 0 | 0 | 0 | 0 | 0 | 0 | 0 | 0 | 0 | 0 | 0 | 0 | 0 | 0 | 0 | 0 | 0 | 0 | 0 | 0 | 0 | 0 | 0 | 0 | 0 | 0 | 0 | 0 | 0 | 0 | 0 | 0 | 0 | 0 | 0 | 0 | 0 | 0 | 0 | 0 | 0 | 0 | 0 | 0 | 0.012 | 0.002 | 0 | 0 | 0.014 | 5 | 1 | 0 | 0 | 6 | 0 | 0 | 0 | 0 | 0 | 0 | 0 | 0 | 0 | 0 | 0 | 0 | 0 | 0 | 0 | 0 | 0 | 0 | 0 | 0 | 1.209 | 0.441 | NM | 0 | 1.65 | 162 | 26 | 0 | 0 | 188 | 0 | 0 | 0 | 0 | 0
2024 | 1 | VA | 733 | Appalachian Power Co | Preliminary | AC | 28.57 | 5.831 | 0.19 | 0 | 34.591 | 3910 | 159 | 6 | 0 | 4075 | 0 | 0.945 | 0 | 0 | 0.945 | 0 | 3 | 0 | 0 | 3 | 857.635 | 194.253 | 2.89 | 0 | 1054.778 | 2.941 | 0.09 | 0 | 0 | 3.031 | 621 | 10 | 0 | 0 | 631 | 6.303 | 0.235 | 0 | 0 | 6.538 | 0 | 0.003 | 0 | 0 | 0.003 | 0 | 1 | 0 | 0 | 1 | 0 | 0.003 | 0 | 0 | 0.003 | 0.06 | 0.035 | 0 | 0 | 0.095 | 15 | 4 | 0 | 0 | 19 | 0.692 | 0.08 | 0 | 0 | 0.772 | 0 | 0.001 | 0 | 0 | 0.001 | 0 | 1 | 0 | 0 | 1 | 0 | 0 | 0 | 0 | 0 | 28.63 | 6.812 | 0.19 | 0 | 35.632 | 3925 | 167 | 6 | 0 | 4098 | 858.327 | 194.333 | 2.89 | 0 | 1055.55
2024 | 1 | VA | 10171 | Kentucky Utilities Co | Preliminary | DC | 0.503 | 7.138 | . | . | 7.641 | 57 | 18 | . | . | 75 | . | . | . | . | 0 | . | . | . | . | 0 | 17.701 | 112.093 | . | . | 129.794 | 0.114 | . | . | . | 0.114 | 22 | . | . | . | 22 | . | . | . | . | 0 | . | . | . | . | 0 | . | . | . | . | 0 | . | . | . | . | 0 | . | . | . | . | 0 | . | . | . | . | 0 | . | . | . | . | 0 | . | . | . | . | 0 | . | . | . | . | 0 | . | . | . | . | 0 | 0.503 | 7.138 | NM | 0 | 7.641 | 57 | 18 | 0 | 0 | 75 | 17.701 | 112.093 | 0 | 0 | 129.794
2024 | 1 | VA | 17066 | Shenandoah Valley Elec Coop | Preliminary | AC | 9.101 | 4.949 | 3.756 | . | 17.806 | 1135 | 71 | 23 | . | 1229 | . | . | . | . | 0 | . | . | . | . | 0 | . | . | . | . | 0 | . | . | . | . | 0 | . | . | . | . | 0 | . | . | . | . | 0 | . | . | . | . | 0 | . | . | . | . | 0 | . | . | . | . | 0 | 0.034 | . | . | . | 0 | 8 | . | . | . | 0 | . | . | . | . | 0 | . | . | . | . | 0 | . | . | . | . | 0 | . | . | . | . | 0 | 9.135 | 4.949 | 3.756 | 0 | 17.84 | 1143 | 71 | 23 | 0 | 1237 | 0 | 0 | 0 | 0 | 0
2024 | 1 | VA | 19876 | Virginia Electric & Power Co | Preliminary | AC | 332.153 | 152.092 | 0.121 | . | 484.366 | 44993 | 1062 | 8 | . | 46063 | . | . | . | . | . | . | . | . | . | . | . | . | . | . | . | . | . | . | . | . | . | . | . | . | . | . | . | . | . | . | . | . | . | . | . | . | . | . | . | . | . | . | . | . | . | 0.078 | 0.112 | . | . | 0.19 | 29 | 10 | . | . | 39 | . | . | . | . | . | . | . | . | . | . | . | . | . | . | . | . | . | . | . | . | 332.231 | 152.204 | 0.121 | 0 | 484.556 | 45022 | 1072 | 8 | 0 | 46102 | 0 | 0 | 0 | 0 | 0
2024 | 1 | VA | 19882 | Virginia Tech Electric Service | Preliminary | AC | 0.437 | 0.145 | 0 | 0 | 0.582 | 80 | 5 | 0 | 0 | 85 | 0 | 0 | 0 | 0 | 0 | 0 | 0 | 0 | 0 | 0 | 0 | 0 | 0 | 0 | 0 | 0 | 0 | 0 | 0 | 0 | 0 | 0 | 0 | 0 | 0 | 0 | 0 | 0 | 0 | 0 | 0 | 0 | 0 | 0 | 0 | 0 | 0 | 0 | 0 | 0 | 0 | 0 | 0 | 0 | 0 | 0 | 0 | 0 | 0 | 0 | 0 | 0 | 0 | 0 | 0 | 0 | 0 | 0 | 0 | 0 | 0 | 0 | 0 | 0 | 0 | 0 | 0 | 0 | 0 | 0 | 0 | 0 | 0 | 0 | 0 | 0.437 | 0.145 | NM | 0 | 0.582 | 80 | 5 | 0 | 0 | 85 | 0 | 0 | 0 | 0 | 0
2024 | 1 | VA | 40228 | Rappahannock Electric Coop | Preliminary | AC | 22.826 | 6.04 | . | . | 28.866 | 2928 | 86 | . | . | 3014 | . | . | . | . | . | . | . | . | . | . | . | . | . | . | . | . | . | . | . | . | . | . | . | . | . | . | . | . | . | . | . | . | . | . | . | . | . | . | . | . | . | . | . | . | . | 0.022 | . | . | . | 0.022 | 6 | . | . | . | 6 | . | . | . | . | . | . | 0.839 | . | . | . | . | 1 | . | . | . | . | . | . | . | . | 22.848 | 6.879 | NM | 0 | 29.727 | 2934 | 87 | 0 | 0 | 3021 | 0 | 0 | 0 | 0 | 0
2024 | 1 | VA | 99999 | Adjustment 2024 | Preliminary |  | 45.64 | 7.325 | 0.01 | . | 52.975 | . | . | . | . | . | . | . | . | . | 0 | . | . | . | . | . | . | . | . | . | . | -0.02 | . | . | . | -0.02 | . | . | . | . | . | . | . | . | . | . | . | . | . | . | 0 | . | . | . | . | . | . | . | . | . | . | . | . | . | . | . | . | . | . | . | . | . | . | . | . | . | . | . | . | . | . | . | . | . | . | . | . | . | . | . | . | 45.64 | 7.325 | 0.01 | . | 52.975 | . | . | . | . | . | . | . | . | . | .
2024 | 1 | VT | 2548 | City of Burlington Electric - (VT) | Preliminary | AC | 1.721 | 0.426 | 0.038 | 0 | 2.185 | 317 | 23 | 1 | 0 | 341 | 0.175 | 3.566 | 0 | 0 | 3.741 | 68 | 87 | 0 | 0 | 155 | 16.117 | 95.115 | 0 | . | 111.232 | . | . | . | . | 0 | . | . | . | . | 0 | . | . | . | . | 0 | . | . | . | . | 0 | . | . | . | . | 0 | . | . | . | . | 0 | 0 | 0.01 | 0 | 0 | 0.01 | 0 | 1 | 0 | 0 | 1 | . | . | . | . | 0 | . | . | . | . | 0 | . | . | . | . | 0 | . | . | . | . | 0 | 1.896 | 4.002 | 0.038 | 0 | 5.936 | 385 | 111 | 1 | 0 | 497 | 16.117 | 95.115 | 0 | 0 | 111.232
2024 | 1 | VT | 7601 | Green Mountain Power Corp | Preliminary | AC | 74.768 | 53.904 | 0.197 | 0 | 128.869 | 6207 | 547 | 4 | 0 | 6758 | . | . | . | . | 0 | . | . | . | . | 0 | . | . | . | . | 0 | . | . | . | . | 0 | . | . | . | . | 0 | . | . | . | . | 0 | . | . | . | . | 0 | . | . | . | . | 0 | . | . | . | . | 0 | 0.192 | . | . | . | 0.192 | 14 | . | . | . | 14 | . | . | . | . | 0 | 0.916 | 0.22 | . | . | 1.136 | 55 | 2 | . | . | 57 | . | . | . | . | 0 | 75.876 | 54.124 | 0.197 | 0 | 130.197 | 6276 | 549 | 4 | 0 | 6829 | 0 | 0 | 0 | 0 | 0
2024 | 1 | VT | 19791 | Vermont Electric Cooperative, Inc | Preliminary | AC | 19.705 | 1.634 | 0 | 0 | 21.339 | 2434 | 28 | 0 | 0 | 2462 | 1.666 | 7.256 | 0 | 0 | 8.922 | 108 | 51 | 0 | 0 | 159 | . | . | . | . | . | . | . | . | . | . | . | . | . | . | . | . | . | . | . | . | . | . | . | . | . | . | . | . | . | . | . | . | . | . | . | 0.159 | 0.078 | 0 | 0 | 0.237 | 28 | 5 | 0 | 0 | 33 | . | . | . | . | . | 0.009 | 0.282 | 0 | 0 | . | 1 | 2 | 0 | 0 | . | . | . | . | . | . | 21.539 | 9.25 | NM | 0 | 30.789 | 2571 | 86 | 0 | 0 | 2657 | 0 | 0 | 0 | 0 | 0
2024 | 1 | VT | 99999 | Adjustment 2024 | Preliminary |  | 14.088 | 4.127 | 1.152 | . | 19.367 | . | . | . | . | . | . | . | . | . | . | . | . | . | . | . | . | . | . | . | . | . | . | . | . | . | . | . | . | . | . | . | . | . | . | . | . | . | . | . | . | . | . | . | . | . | . | . | . | . | . | . | . | . | . | . | . | . | . | . | . | . | . | . | . | . | . | . | . | . | . | . | . | . | . | . | . | . | . | . | . | 14.088 | 4.127 | 1.152 | . | 19.367 | . | . | . | . | . | . | . | . | . | .
2024 | 1 | WA | 3660 | PUD No 1 of Clark County - (WA) | Preliminary | AC | 20.194 | 0.88 | . | . | 21.074 | 2779 | 36 | . | . | 2815 | 0.406 | 0.053 | . | . | 0.459 | 696 | 5 | . | . | 701 | 119.84 | 6.03 | . | . | 125.87 | 1.28 | 0.007 | . | . | 1.287 | 145 | 1 | . | . | 146 | 3.145 | 0.02 | . | . | 3.165 | 0.03 | . | . | . | 0.03 | 3 | . | . | . | 3 | 0.081 | . | . | . | 0.081 | 0.066 | 0.002 | . | . | 0.068 | 4 | 1 | . | . | 5 | 0.16 | 0 | . | . | 0.16 | 0.016 | . | . | . | 0.016 | 1 | . | . | . | 1 | 1.44 | . | . | . | 1.44 | 20.682 | 0.935 | NM | 0 | 21.617 | 3480 | 42 | 0 | 0 | 3522 | 121.44 | 6.03 | 0 | 0 | 127.47
2024 | 1 | WA | 4442 | PUD No 1 of Cowlitz County | Preliminary | AC | 4.585 | 0.012 | . | . | 4.597 | 499 | 1 | . | . | 500 | 0.059 | . | . | . | 0.059 | 78 | . | . | . | 78 | . | . | . | . | 0 | 0.137 | . | . | . | 0.137 | 11 | . | . | . | 11 | 0.176 | . | . | . | 0.176 | . | . | . | . | 0 | . | . | . | . | 0 | . | . | . | . | 0 | 0.007 | . | . | . | 0.007 | 3 | . | . | . | 3 | . | . | . | . | 0 | 0.004 | . | . | . | 0.004 | 1 | . | . | . | 1 | . | . | . | . | 0 | 4.655 | 0.012 | NM | 0 | 4.667 | 581 | 1 | 0 | 0 | 582 | 0 | 0 | 0 | 0 | 0
2024 | 1 | WA | 14354 | PacifiCorp | Preliminary | DC | 29.082 | 8.56 | 1.006 | 0 | 38.648 | 2628 | 224 | 21 | 0 | 2873 | . | . | . | . | 0 | . | . | . | . | 0 | . | . | . | . | 0 | 0.509 | 0.008 | 0 | 0 | 0.517 | 49 | 1 | 0 | 0 | 50 | 0.75 | 0.019 | 0 | 0 | 0.769 | . | . | . | . | 0 | . | . | . | . | 0 | . | . | . | . | 0 | 0.03 | 0 | 0 | 0 | 0.03 | 4 | 0 | 0 | 0 | 4 | . | . | . | . | 0 | . | . | . | . | 0 | . | . | . | . | 0 | . | . | . | . | 0 | 29.112 | 8.56 | 1.006 | 0 | 38.678 | 2632 | 224 | 21 | 0 | 2877 | 0 | 0 | 0 | 0 | 0
2024 | 1 | WA | 15500 | Puget Sound Energy Inc | Preliminary | AC | 151.17 | 23.895 | 0.304 | 0 | 175.369 | 20507 | 1287 | 7 | 0 | 21801 | 0 | 0 | 0 | 0 | 0 | 0 | 0 | 0 | 0 | 0 | 0 | 0 | 0 | 0 | 0 | 8.926 | 0.183 | 0 | 0 | 9.109 | 1367 | 52 | 0 | 0 | 1419 | 18.05 | 0.451 | 0 | 0 | 18.501 | 0 | 0 | 0 | 0 | 0 | 0 | 0 | 0 | 0 | 0 | 0 | 0 | 0 | 0 | 0 | 0.058 | 0.016 | 0 | 0 | 0.074 | 20 | 7 | 0 | 0 | 27 | 0 | 0 | 0 | 0 | 0 | 0.116 | 0.223 | 0.014 | 0 | 0.353 | 15 | 7 | 1 | 0 | 23 | 0 | 0 | 0 | 0 | 0 | 151.344 | 24.134 | 0.318 | 0 | 175.796 | 20542 | 1301 | 8 | 0 | 21851 | 0 | 0 | 0 | 0 | 0
2024 | 1 | WA | 16868 | City of Seattle - (WA) | Preliminary | DC | 50.641 | 8.63 | . | . | 59.271 | 6932 | 431 | . | . | 7363 | . | . | . | . | . | . | . | . | . | . | . | . | . | . | . | 1.67 | 0.022 | . | . | 1.692 | 71 | 2 | . | . | 73 | . | . | . | . | . | . | . | . | . | . | . | . | . | . | . | . | . | . | . | . | . | . | . | . | . | . | . | . | . | . | . | . | . | . | . | . | . | . | . | . | . | . | . | . | . | . | . | . | . | . | 50.641 | 8.63 | NM | 0 | 59.271 | 6932 | 431 | 0 | 0 | 7363 | 0 | 0 | 0 | 0 | 0
2024 | 1 | WA | 17470 | PUD No 1 of Snohomish County | Preliminary | DC | 37.213 | 3.925 | . | . | 41.138 | 4248 | 167 | . | . | 4415 | . | . | . | . | 0 | . | . | . | . | 0 | . | . | . | . | 0 | 0.552 | . | . | . | 0.552 | 219 | . | . | . | 219 | 5.262 | . | . | . | 5.262 | . | . | . | . | 0 | . | . | . | . | 0 | . | . | . | . | 0 | 0.01 | . | . | . | 0.01 | 4 | . | . | . | 4 | . | . | . | . | 0 | . | . | . | . | 0 | . | . | . | . | 0 | . | . | . | . | 0 | 37.223 | 3.925 | NM | 0 | 41.148 | 4252 | 167 | 0 | 0 | 4419 | 0 | 0 | 0 | 0 | 0
2024 | 1 | WA | 18429 | City of Tacoma - (WA) | Preliminary | AC | 16.34 | 0.975 | . | . | 17.315 | 2451 | 63 | . | . | 2514 | . | . | . | . | . | . | . | . | . | . | . | . | . | . | . | . | . | . | . | . | . | . | . | . | . | . | . | . | . | . | . | . | . | . | . | . | . | . | . | . | . | . | . | . | . | . | . | . | . | . | . | . | . | . | . | . | . | . | . | . | . | . | . | . | . | . | . | . | . | . | . | . | . | . | . | 16.34 | 0.975 | NM | 0 | 17.315 | 2451 | 63 | 0 | 0 | 2514 | 0 | 0 | 0 | 0 | 0
2024 | 1 | WA | 20169 | Avista Corp | Preliminary | AC | 20.217 | 2.421 | . | . | 22.638 | 3262 | 157 | . | . | 3419 | . | . | . | . | 0 | . | . | . | . | 0 | . | . | . | . | 0 | . | . | . | . | 0 | . | . | . | . | 0 | . | . | . | . | 0 | . | . | . | . | 0 | . | . | . | . | 0 | . | . | . | . | 0 | 0.061 | 0.02 | . | . | 0.081 | 16 | 1 | . | . | 17 | . | . | . | . | 0 | 0.025 | . | . | . | 0.025 | 4 | . | . | . | 4 | . | . | . | . | 0 | 20.303 | 2.441 | NM | 0 | 22.744 | 3282 | 158 | 0 | 0 | 3440 | 0 | 0 | 0 | 0 | 0
2024 | 1 | WA | 99999 | Adjustment 2024 | Preliminary |  | 46.436 | 2.162 | -0.134 | 0 | 48.463 | . | . | . | . | . | . | . | . | . | 0 | . | . | . | . | . | . | . | . | . | . | -0.476 | -0.005 | 0 | 0 | -0.482 | . | . | . | . | . | . | . | . | . | . | . | . | . | . | 0 | . | . | . | . | . | . | . | . | . | . | . | . | . | . | . | . | . | . | . | . | . | . | . | . | . | . | . | . | . | . | . | . | . | . | . | . | . | . | . | . | 46.436 | 2.162 | -0.134 | 0 | 48.463 | . | . | . | . | . | . | . | . | . | .
2024 | 1 | WI | 4715 | Dahlberg Light & Power Co | Preliminary | AC | 0.416 | 0.123 | . | . | 0.539 | 59 | 2 | . | . | 61 | . | . | . | . | 0 | . | . | . | . | 0 | 0.021 | 0 | . | . | 0.021 | . | . | . | . | 0 | . | . | . | . | 0 | . | . | . | . | 0 | . | . | . | . | 0 | . | . | . | . | 0 | . | . | . | . | 0 | . | . | . | . | 0 | . | . | . | . | 0 | . | . | . | . | 0 | . | . | . | . | 0 | . | . | . | . | 0 | . | . | . | . | 0 | 0.416 | 0.123 | NM | 0 | 0.539 | 59 | 2 | 0 | 0 | 61 | 0.021 | 0 | 0 | 0 | 0.021
2024 | 1 | WI | 5574 | East Central Energy | Preliminary | AC | 0.31 | 0.02 | 0 | 0 | 0.33 | 37 | 1 | 0 | 0 | 38 | . | . | . | . | 0 | . | . | . | . | 0 | 0.031 | 0 | 0 | 0 | 0.031 | . | . | . | . | 0 | . | . | . | . | 0 | . | . | . | . | 0 | . | . | . | . | 0 | . | . | . | . | 0 | . | . | . | . | 0 | 0.022 | 0 | 0 | 0 | 0.022 | 2 | 0 | 0 | 0 | 2 | 0 | 0 | 0 | 0 | 0 | . | . | . | . | 0 | . | . | . | . | 0 | . | . | . | . | 0 | 0.332 | 0.02 | NM | 0 | 0.352 | 39 | 1 | 0 | 0 | 40 | 0.031 | 0 | 0 | 0 | 0.031
2024 | 1 | WI | 11479 | Madison Gas & Electric Co | Preliminary | AC | 14.021 | 36.557 | . | . | 50.578 | 2254 | 303 | . | . | 2557 | . | . | . | . | 0 | . | . | . | . | 0 | 123.303 | 91.043 | . | . | 214.346 | . | . | . | . | 0 | . | . | . | . | 0 | . | . | . | . | 0 | . | . | . | . | 0 | . | . | . | . | 0 | . | . | . | . | 0 | 0.04 | 0.02 | . | . | 0.06 | 4 | 1 | . | . | 5 | 0.342 | 0 | . | . | 0.342 | . | 0.4 | . | . | 0.4 | . | 1 | . | . | 1 | . | . | . | . | 0 | 14.061 | 36.977 | NM | 0 | 51.038 | 2258 | 305 | 0 | 0 | 2563 | 123.645 | 91.043 | 0 | 0 | 214.688
2024 | 1 | WI | 13697 | North Central Power Co Inc | Preliminary | AC | 0.411 | . | . | . | 0.411 | 49 | . | . | . | 49 | . | . | . | . | 0 | . | . | . | . | 0 | 0.855 | . | . | . | 0.855 | . | . | . | . | 0 | . | . | . | . | 0 | . | . | . | . | 0 | . | . | . | . | 0 | . | . | . | . | 0 | . | . | . | . | 0 | . | . | . | . | 0 | . | . | . | . | 0 | . | . | . | . | 0 | . | . | . | . | 0 | . | . | . | . | 0 | . | . | . | . | 0 | 0.411 | NM | NM | 0 | 0.411 | 49 | 0 | 0 | 0 | 49 | 0.855 | 0 | 0 | 0 | 0.855
2024 | 1 | WI | 13780 | Northern States Power Co | Preliminary | AC | 2.52 | 0.505 | 0 | 0 | 3.025 | 334 | 25 | 0 | 0 | 359 | 0.334 | 2.695 | 0 | 0 | 3.029 | 100 | 49 | 0 | 0 | 149 | . | . | . | . | . | . | . | . | . | . | . | . | . | . | . | . | . | . | . | . | . | . | . | . | . | . | . | . | . | . | . | . | . | . | . | . | . | . | . | . | . | . | . | . | . | . | . | . | . | . | . | . | . | . | . | . | . | . | . | . | . | . | . | . | . | 2.854 | 3.2 | NM | 0 | 6.054 | 434 | 74 | 0 | 0 | 508 | 0 | 0 | 0 | 0 | 0
2024 | 1 | WI | 13815 | Northwestern Wisconsin Elec Co | Preliminary | AC | 0.639 | 0.103 | 0 | 0 | 0.742 | 86 | 11 | 0 | 0 | 97 | . | . | . | . | 0 | . | . | . | . | 0 | 0.389 | 0.163 | 0 | 0 | 0.552 | . | . | . | . | 0 | . | . | . | . | 0 | . | . | . | . | 0 | . | . | . | . | 0 | . | . | . | . | 0 | . | . | . | . | 0 | 0.02 | 0.04 | 0 | 0 | 0.06 | 1 | 2 | 0 | 0 | 3 | 0 | 0 | 0 | 0 | 0 | . | . | . | . | 0 | . | . | . | . | 0 | . | . | . | . | 0 | 0.659 | 0.143 | NM | 0 | 0.802 | 87 | 13 | 0 | 0 | 100 | 0.389 | 0.163 | 0 | 0 | 0.552
2024 | 1 | WI | 20847 | Wisconsin Electric Power Co | Preliminary | DC | 41.595 | 11.157 | 15.714 | . | 68.466 | 4631 | 316 | 88 | . | 5035 | . | . | . | . | 0 | . | . | . | . | 0 | . | . | . | . | 0 | 0.741 | 0.193 | . | . | 0.934 | 92 | 5 | . | . | 97 | . | . | . | . | 0 | . | . | . | . | 0 | . | . | . | . | 0 | . | . | . | . | 0 | 0.437 | 0.799 | 0.02 | . | 1.256 | 32 | 31 | 1 | . | 64 | . | . | . | . | 0 | . | 0.025 | . | . | 0.025 | . | 3 | . | . | 3 | . | . | . | . | 0 | 42.032 | 11.981 | 15.734 | 0 | 69.747 | 4663 | 350 | 89 | 0 | 5102 | 0 | 0 | 0 | 0 | 0
2024 | 1 | WI | 20856 | Wisconsin Power & Light Co | Preliminary | AC | 28.673 | 6.395 | 0.045 | . | 35.113 | 4198 | 528 | 5 | . | 4731 | . | . | . | . | . | . | . | . | . | . | . | . | . | . | . | . | . | . | . | . | . | . | . | . | . | . | . | . | . | . | . | . | . | . | . | . | . | . | . | . | . | . | . | . | . | 0.251 | 0.179 | . | . | 0.43 | 30 | 18 | . | . | 48 | . | . | . | . | . | 0.02 | 0.25 | . | . | . | 1 | 15 | . | . | . | . | . | . | . | . | 28.944 | 6.824 | 0.045 | 0 | 35.813 | 4229 | 561 | 5 | 0 | 4795 | 0 | 0 | 0 | 0 | 0
2024 | 1 | WI | 20860 | Wisconsin Public Service Corp | Preliminary | DC | 11.833 | 15.72 | . | . | 27.553 | 1539 | 319 | . | . | 1858 | . | . | . | . | 0 | . | . | . | . | 0 | . | . | . | . | 0 | 0.283 | 0.546 | . | . | 0.829 | 29 | 4 | . | . | 33 | . | . | . | . | 0 | . | . | . | . | 0 | . | . | . | . | 0 | . | . | . | . | 0 | 0.441 | 0.511 | . | . | 0.952 | 39 | 15 | . | . | 54 | . | . | . | . | 0 | 0.01 | 4.23 | . | . | 4.24 | 1 | 6 | . | . | 3 | . | . | . | . | 0 | 12.284 | 20.461 | NM | 0 | 32.745 | 1579 | 340 | 0 | 0 | 1919 | 0 | 0 | 0 | 0 | 0
2024 | 1 | WI | 99999 | Adjustment 2024 | Preliminary |  | 14.611 | 3.878 | -2.156 | . | 16.333 | . | . | . | . | . | . | . | . | . | 0 | . | . | . | . | . | . | . | . | . | . | -0.179 | -0.129 | . | . | -0.307 | . | . | . | . | . | . | . | . | . | . | . | . | . | . | 0 | . | . | . | . | . | . | . | . | . | . | . | . | . | . | . | . | . | . | . | . | . | . | . | . | . | . | . | . | . | . | . | . | . | . | . | . | . | . | . | . | 14.611 | 3.878 | -2.156 | . | 16.333 | . | . | . | . | . | . | . | . | . | .
2024 | 1 | WV | 733 | Appalachian Power Co | Preliminary | AC | 11.677 | 1.345 | 0.483 | 0 | 13.505 | 1325 | 72 | 3 | 0 | 1400 | 0.458 | 0.377 | 0 | 0 | 0.835 | 33 | 24 | 0 | 0 | 57 | 217.153 | 26.317 | 11.52 | 0 | 254.99 | 1.162 | 0.015 | 0 | 0 | 1.177 | 225 | 2 | 0 | 0 | 227 | 2.964 | 0.024 | 0 | 0 | 2.988 | 0 | 0 | 0 | 0 | 0 | 0 | 0 | 0 | 0 | 0 | 0 | 0 | 0 | 0 | 0 | 0.026 | 0.003 | 0 | 0 | 0.029 | 5 | 1 | 0 | 0 | 6 | 0.035 | 0 | 0 | 0 | 0.035 | 0 | 0 | 0 | 0 | 0 | 0 | 0 | 0 | 0 | 0 | 0 | 0 | 0 | 0 | 0 | 12.161 | 1.725 | 0.483 | 0 | 14.369 | 1363 | 97 | 3 | 0 | 1463 | 217.188 | 26.317 | 11.52 | 0 | 255.025
2024 | 1 | WV | 12796 | Monongahela Power Co | Preliminary | AC | 5.527 | 2.84 | 0.271 | 0 | 8.638 | 692 | 77 | 3 | 0 | 772 | 0.314 | 0.363 | 0 | 0 | 0.677 | 25 | 18 | 0 | 0 | 43 | 0 | 0 | 0 | 0 | 0 | 1.038 | 0.065 | 0 | 0 | 1.103 | 126 | 5 | 0 | 0 | 131 | 0 | 0 | 0 | 0 | 0 | 0 | 0 | 0 | 0 | 0 | 0 | 0 | 0 | 0 | 0 | 0 | 0 | 0 | 0 | 0 | 0.034 | 0.001 | 0 | 0 | 0.035 | 11 | 1 | 0 | 0 | 12 | 0 | 0 | 0 | 0 | 0 | 0 | 0 | 0 | 0 | 0 | 0 | 0 | 0 | 0 | 0 | 0 | 0 | 0 | 0 | 0 | 5.875 | 3.204 | 0.271 | 0 | 9.35 | 728 | 96 | 3 | 0 | 827 | 0 | 0 | 0 | 0 | 0
2024 | 1 | WV | 15263 | The Potomac Edison Company | Preliminary | AC | 7.652 | 2.197 | 0.053 | 0 | 9.902 | 859 | 53 | 1 | 0 | 913 | 0.187 | 0.748 | 0 | 0 | 0.935 | 13 | 9 | 0 | 0 | 22 | 0 | 0 | 0 | 0 | 0 | 1.947 | 0.015 | 0 | 0 | 1.962 | 158 | 1 | 0 | 0 | 159 | 0 | 0 | 0 | 0 | 0 | 0 | 0 | 0 | 0 | 0 | 0 | 0 | 0 | 0 | 0 | 0 | 0 | 0 | 0 | 0 | 0.016 | 0.005 | 0 | 0 | 0.021 | 7 | 2 | 0 | 0 | 9 | 0 | 0 | 0 | 0 | 0 | 0 | 0 | 0 | 0 | 0 | 0 | 0 | 0 | 0 | 0 | 0 | 0 | 0 | 0 | 0 | 7.855 | 2.95 | 0.053 | 0 | 10.858 | 879 | 64 | 1 | 0 | 944 | 0 | 0 | 0 | 0 | 0
2024 | 1 | WV | 20521 | Wheeling Power Co | Preliminary | AC | 0.895 | 0.045 | 0.563 | . | 1.503 | 99 | 4 | 2 | . | 105 | 0 | 0.05 | 0 | 0 | 0.05 | 0 | 1 | 0 | 0 | 1 | 12.156 | 0.561 | 0 | 0 | 12.717 | 0.093 | 0 | 0 | 0 | 0.093 | 18 | 0 | 0 | 0 | 18 | 0.219 | 0 | 0 | 0 | 0.219 | 0 | 0 | 0 | 0 | 0 | 0 | 0 | 0 | 0 | 0 | 0 | 0 | 0 | 0 | 0 | 0.012 | 0 | 0 | 0 | 0.012 | 2 | 0 | 0 | 0 | 2 | 0.627 | 0 | 0 | 0 | 0.627 | 0 | 0 | 0 | 0 | 0 | 0 | 0 | 0 | 0 | 0 | 0 | 0 | 0 | 0 | 0 | 0.907 | 0.095 | 0.563 | 0 | 1.565 | 101 | 5 | 2 | 0 | 108 | 12.783 | 0.561 | 0 | 0 | 13.344
2024 | 1 | WV | 99999 | Adjustment 2024 | Preliminary |  | 0.063 | . | . | . | 0.063 | . | . | . | . | . | . | . | . | . | . | . | . | . | . | . | . | . | . | . | . | . | . | . | . | . | . | . | . | . | . | . | . | . | . | . | . | . | . | . | . | . | . | . | . | . | . | . | . | . | . | . | . | . | . | . | . | . | . | . | . | . | . | . | . | . | . | . | . | . | . | . | . | . | . | . | . | . | . | . | . | 0.063 | . | . | . | 0.063 | . | . | . | . | . | . | . | . | . | .
2024 | 1 | WY | 3461 | Cheyenne Light Fuel & Power | Preliminary | DC | 7.114 | 0.113 | 0 | 0 | 7.227 | 1016 | 12 | 0 | 0 | 1028 | . | . | . | . | 0 | . | . | . | . | 0 | . | . | . | . | 0 | . | . | . | . | 0 | . | . | . | . | 0 | . | . | . | . | 0 | . | . | . | . | 0 | . | . | . | . | 0 | . | . | . | . | 0 | 0.271 | 0.044 | 0 | 0 | 0.315 | 105 | 3 | 0 | 0 | 108 | . | . | . | . | 0 | . | . | . | . | 0 | . | . | . | . | 0 | . | . | . | . | 0 | 7.385 | 0.157 | NM | 0 | 7.542 | 1121 | 15 | 0 | 0 | 1136 | 0 | 0 | 0 | 0 | 0
2024 | 1 | WY | 7222 | City of Gillette - (WY) | Preliminary | AC | 0.232 | 0 | 0 | 0 | 0.232 | 19 | 0 | 0 | 0 | 19 | . | . | . | . | . | . | . | . | . | . | . | . | . | . | . | . | . | . | . | . | . | . | . | . | . | . | . | . | . | . | . | . | . | . | . | . | . | . | . | . | . | . | . | . | . | . | . | . | . | . | . | . | . | . | . | . | . | . | . | . | . | . | . | . | . | . | . | . | . | . | . | . | . | . | . | 0.232 | NM | NM | 0 | 0.232 | 19 | 0 | 0 | 0 | 19 | 0 | 0 | 0 | 0 | 0
2024 | 1 | WY | 8566 | High Plains Power Inc | Preliminary | AC | 0.835 | 0.061 | . | . | 0.896 | 96 | 6 | . | . | 102 | . | . | . | . | 0 | . | . | . | . | 0 | . | . | . | . | 0 | . | . | . | . | 0 | . | . | . | . | 0 | . | . | . | . | 0 | . | . | . | . | 0 | . | . | . | . | 0 | . | . | . | . | 0 | 0.009 | 0.025 | . | . | 0.034 | 2 | 5 | . | . | 7 | . | . | . | . | 0 | . | . | . | . | 0 | . | . | . | . | 0 | . | . | . | . | 0 | 0.844 | 0.086 | NM | 0 | 0.93 | 98 | 11 | 0 | 0 | 109 | 0 | 0 | 0 | 0 | 0
2024 | 1 | WY | 11273 | Lower Valley Energy Inc | Preliminary | AC | 0.936 | 0.422 | 0.231 | . | 1.589 | 120 | 19 | 8 | . | 147 | . | . | . | . | 0 | . | . | . | . | 0 | . | . | . | . | 0 | . | . | . | . | 0 | . | . | . | . | 0 | . | . | . | . | 0 | . | . | . | . | 0 | . | . | . | . | 0 | . | . | . | . | 0 | . | 0.025 | . | . | 0.025 | . | 2 | . | . | 2 | . | . | . | . | 0 | . | . | . | . | 0 | . | . | . | . | 0 | . | . | . | . | 0 | 0.936 | 0.447 | 0.231 | 0 | 1.614 | 120 | 21 | 8 | 0 | 149 | 0 | 0 | 0 | 0 | 0
2024 | 1 | WY | 12199 | Montana-Dakota Utilities Co | Preliminary | AC | 0.988 | 0.163 | . | . | 1.151 | 144 | 14 | . | . | 158 | . | . | . | . | . | . | . | . | . | . | . | . | . | . | . | 0.108 | . | . | . | 0.108 | 16 | . | . | . | 16 | . | . | . | . | . | . | . | . | . | . | . | . | . | . | . | . | . | . | . | . | 0.004 | . | . | . | 0.004 | 2 | . | . | . | 2 | . | . | . | . | . | 0.098 | 0.24 | . | . | 0.338 | 15 | 1 | . | . | 16 | . | . | . | . | . | 1.09 | 0.403 | NM | 0 | 1.493 | 161 | 15 | 0 | 0 | 176 | 0 | 0 | 0 | 0 | 0
2024 | 1 | WY | 14354 | PacifiCorp | Preliminary | DC | 5.127 | 1.175 | 0.025 | 0 | 6.327 | 689 | 79 | 1 | 0 | 769 | . | . | . | . | 0 | . | . | . | . | 0 | . | . | . | . | 0 | 0.901 | 0.112 | 0 | 0 | 1.013 | 72 | 4 | 0 | 0 | 76 | 1.118 | 0.208 | 0 | 0 | 1.326 | . | . | . | . | 0 | . | . | . | . | 0 | . | . | . | . | 0 | 0.183 | 0.101 | 0 | 0 | 0.284 | 53 | 14 | 0 | 0 | 67 | . | . | . | . | 0 | 0.034 | 0.021 | 0 | 0 | 0.055 | 8 | 3 | 0 | 0 | 11 | . | . | . | . | 0 | 5.344 | 1.297 | 0.025 | 0 | 6.666 | 750 | 96 | 1 | 0 | 847 | 0 | 0 | 0 | 0 | 0
2024 | 1 | WY | 19156 | Powder River Energy Corp | Preliminary | AC | 1.177 | 0.062 | 0.104 | 0 | 1.343 | 104 | 3 | 10 | 0 | 117 | . | . | . | . | . | . | . | . | . | . | . | . | . | . | . | . | . | . | . | . | . | . | . | . | . | . | . | . | . | . | . | . | . | . | . | . | . | . | . | . | . | . | . | . | . | 0.025 | 0.01 | 0 | 0 | 0.035 | 8 | 1 | 0 | 0 | 9 | . | . | . | . | . | . | . | . | . | . | . | . | . | . | . | . | . | . | . | . | 1.202 | 0.072 | 0.104 | 0 | 1.378 | 112 | 4 | 10 | 0 | 126 | 0 | 0 | 0 | 0 | 0
2024 | 1 | WY | 27058 | High West Energy, Inc | Preliminary | AC | 0.418 | . | . | . | 0.418 | 239 | . | . | . | 239 | . | . | . | . | . | . | . | . | . | . | . | . | . | . | . | . | . | . | . | . | . | . | . | . | . | . | . | . | . | . | . | . | . | . | . | . | . | . | . | . | . | . | . | . | . | 0.06 | . | 0.004 | . | 0.064 | 30 | . | 1 | . | 31 | . | . | . | . | . | . | . | . | . | . | . | . | . | . | . | . | . | . | . | . | 0.478 | NM | 0.004 | 0 | 0.482 | 269 | 0 | 1 | 0 | 270 | 0 | 0 | 0 | 0 | 0
2024 | 1 | WY | 99999 | Adjustment 2024 | Preliminary |  | -1.346 | -0.063 | 0.038 | 0 | -1.371 | . | . | . | . | . | . | . | . | . | 0 | . | . | . | . | . | . | . | . | . | . | -0.157 | -0.02 | 0 | 0 | -0.177 | . | . | . | . | . | . | . | . | . | . | . | . | . | . | 0 | . | . | . | . | . | . | . | . | . | . | . | . | . | . | . | . | . | . | . | . | . | . | . | . | . | . | . | . | . | . | . | . | . | . | . | . | . | . | . | . | -1.346 | -0.063 | 0.038 | 0 | -1.371 | . | . | . | . | . | . | . | . | . | .
2024 | 2 | AK | 219 | Alaska Power and Telephone Co | Preliminary | AC | 0.012 | 0.021 | . | . | 0.033 | 3 | 2 | . | . | 5 | . | . | . | . | 0 | . | . | . | . | 0 | . | . | . | . | 0 | . | . | . | . | 0 | . | . | . | . | 0 | . | . | . | . | 0 | . | . | . | . | 0 | . | . | . | . | 0 | . | . | . | . | 0 | . | . | . | . | 0 | . | . | . | . | 0 | . | . | . | . | 0 | 0.005 | . | . | . | 0.005 | 1 | . | . | . | 1 | . | . | . | . | 0 | 0.017 | 0.021 | NM | 0 | 0.038 | 4 | 2 | 0 | 0 | 6 | 0 | 0 | 0 | 0 | 0
2024 | 2 | AK | 3522 | Chugach Electric Assn Inc | Preliminary | AC | 4.052 | 0.675 | . | . | 4.727 | 830 | 63 | . | . | 893 | . | . | . | . | 0 | . | . | . | . | 0 | . | . | . | . | 0 | . | . | . | . | 0 | . | . | . | . | 0 | . | . | . | . | 0 | . | . | . | . | 0 | . | . | . | . | 0 | . | . | . | . | 0 | . | 0.01 | . | . | 0.01 | . | 4 | . | . | 4 | . | . | . | . | 0 | . | . | . | . | 0 | . | . | . | . | 0 | . | . | . | . | 0 | 4.052 | 0.685 | NM | 0 | 4.737 | 830 | 67 | 0 | 0 | 897 | 0 | 0 | 0 | 0 | 0
2024 | 2 | AK | 7353 | Golden Valley Elec Assn Inc | Preliminary | AC | 3.874 | 0.569 | 0.121 | 0 | 4.564 | 730 | 58 | 9 | 0 | 797 | . | . | . | . | 0 | . | . | . | . | 0 | 0.676 | 0.494 | 0 | 0 | 1.17 | . | . | . | . | 0 | . | . | . | . | 0 | . | . | . | . | 0 | . | . | . | . | 0 | . | . | . | . | 0 | . | . | . | . | 0 | 0.018 | 0.012 | 0 | 0 | 0.03 | 6 | 2 | 0 | 0 | 8 | 0 | 0 | 0 | 0 | 0 | . | . | . | . | 0 | . | . | . | . | 0 | . | . | . | . | 0 | 3.892 | 0.581 | 0.121 | 0 | 4.594 | 736 | 60 | 9 | 0 | 805 | 0.676 | 0.494 | 0 | 0 | 1.17
2024 | 2 | AK | 11824 | Matanuska Electric Assn Inc | Preliminary | AC | 2.632 | 0.406 | . | . | 3.038 | 411 | 33 | . | . | 444 | . | . | . | . | 0 | . | . | . | . | 0 | . | . | . | . | 0 | . | . | . | . | 0 | . | . | . | . | 0 | . | . | . | . | 0 | . | . | . | . | 0 | . | . | . | . | 0 | . | . | . | . | 0 | 0.064 | 0.016 | . | . | 0.08 | 20 | 3 | . | . | 23 | . | . | . | . | 0 | 0.048 | 0.004 | . | . | 0.052 | 7 | 1 | . | . | 8 | . | . | . | . | 0 | 2.744 | 0.426 | NM | 0 | 3.17 | 438 | 37 | 0 | 0 | 475 | 0 | 0 | 0 | 0 | 0
2024 | 2 | AK | 19558 | Homer Electric Assn Inc | Preliminary | DC | 2.771 | 0.839 | . | . | 3.61 | 488 | 49 | . | . | 537 | . | . | . | . | 0 | . | . | . | . | 0 | 16.077 | 0.863 | . | . | 16.94 | . | . | . | . | 0 | . | . | . | . | 0 | . | . | . | . | 0 | . | . | . | . | 0 | . | . | . | . | 0 | . | . | . | . | 0 | 0.106 | 0.014 | . | . | 0.12 | 32 | 3 | . | . | 35 | 0.352 | 0.061 | . | . | 0.413 | . | . | . | . | 0 | . | . | . | . | 0 | . | . | . | . | 0 | 2.877 | 0.853 | NM | 0 | 3.73 | 520 | 52 | 0 | 0 | 572 | 16.429 | 0.924 | 0 | 0 | 17.353
2024 | 2 | AK | 99999 | Adjustment 2024 | Preliminary |  | -0.452 | -0.056 | . | . | -0.509 | . | . | . | . | . | . | . | . | . | 0 | . | . | . | . | . | . | . | . | . | . | . | . | . | . | 0 | . | . | . | . | . | . | . | . | . | . | . | . | . | . | 0 | . | . | . | . | . | . | . | . | . | . | . | . | . | . | . | . | . | . | . | . | . | . | . | . | . | . | . | . | . | . | . | . | . | . | . | . | . | . | . | . | -0.452 | -0.056 | . | . | -0.509 | . | . | . | . | . | . | . | . | . | .
2024 | 2 | AL | 99999 | Adjustment 2024 | Preliminary |  | NM | NM | . | . | NM | . | . | . | . | . | . | . | . | . | . | . | . | . | . | . | . | . | . | . | . | . | . | . | . | . | . | . | . | . | . | . | . | . | . | . | . | . | . | . | . | . | . | . | . | . | . | . | . | . | . | . | . | . | . | . | . | . | . | . | . | . | . | . | . | . | . | . | . | . | . | . | . | . | . | . | . | . | . | . | . | NM | NM | . | . | NM | . | . | . | . | . | . | . | . | . | .
2024 | 2 | AR | 814 | Entergy Arkansas LLC | Preliminary | DC | 73.487 | 69.841 | 6.011 | . | 149.339 | 6658 | 266 | 37 | . | 6961 | . | . | . | . | 0 | . | . | . | . | 0 | . | . | . | . | 0 | . | . | . | . | 0 | . | . | . | . | 0 | . | . | . | . | 0 | . | . | . | . | 0 | . | . | . | . | 0 | . | . | . | . | 0 | 0.007 | 0.002 | 0.006 | 0 | 0.015 | 1 | 1 | 2 | 0 | 4 | . | . | . | . | 0 | . | . | . | . | 0 | . | . | . | . | 0 | . | . | . | . | 0 | 73.494 | 69.843 | 6.017 | 0 | 149.354 | 6659 | 267 | 39 | 0 | 6965 | 0 | 0 | 0 | 0 | 0
2024 | 2 | AR | 817 | Arkansas Valley Elec Coop Corp | Preliminary | AC | 10.947 | 2.114 | . | . | 13.061 | 914 | 16 | . | . | 930 | . | . | . | . | 0 | . | . | . | . | 0 | 432.056 | 143.728 | . | . | 575.784 | . | . | . | . | 0 | . | . | . | . | 0 | . | . | . | . | 0 | . | . | . | . | 0 | . | . | . | . | 0 | . | . | . | . | 0 | 0.001 | . | . | . | 0.001 | 1 | . | . | . | 1 | 0 | . | . | . | 0 | . | . | . | . | 0 | . | . | . | . | 0 | . | . | . | . | 0 | 10.948 | 2.114 | NM | 0 | 13.062 | 915 | 16 | 0 | 0 | 931 | 432.056 | 143.728 | 0 | 0 | 575.784
2024 | 2 | AR | 3093 | Carroll Electric Coop Corp - (AR) | Preliminary | DC | 16.953 | . | . | . | 16.953 | 2013 | . | . | . | 2013 | . | . | . | . | 0 | . | . | . | . | 0 | . | . | . | . | 0 | . | . | . | . | 0 | . | . | . | . | 0 | . | . | . | . | 0 | . | . | . | . | 0 | . | . | . | . | 0 | . | . | . | . | 0 | 0.019 | . | . | . | 0.019 | 3 | . | . | . | 3 | . | . | . | . | 0 | . | . | . | . | 0 | . | . | . | . | 0 | . | . | . | . | 0 | 16.972 | NM | NM | 0 | 16.972 | 2016 | 0 | 0 | 0 | 2016 | 0 | 0 | 0 | 0 | 0
2024 | 2 | AR | 5860 | Empire District Electric Co | Preliminary | AC | 0.976 | . | . | . | 0.976 | 125 | . | . | . | 125 | . | . | . | . | 0 | . | . | . | . | 0 | 1.485 | . | . | . | 1.485 | . | . | . | . | 0 | . | . | . | . | 0 | . | . | . | . | 0 | . | . | . | . | 0 | . | . | . | . | 0 | . | . | . | . | 0 | . | . | . | . | 0 | . | . | . | . | 0 | . | . | . | . | 0 | . | . | . | . | 0 | . | . | . | . | 0 | . | . | . | . | 0 | 0.976 | NM | NM | 0 | 0.976 | 125 | 0 | 0 | 0 | 125 | 1.485 | 0 | 0 | 0 | 1.485
2024 | 2 | AR | 6342 | First Electric Coop Corp | Preliminary | AC | 16.219 | 2.49 | 0.791 | 0 | 19.5 | 1755 | 13 | 7 | 0 | 1775 | 0 | 0 | 0 | 0 | 0 | 0 | 0 | 0 | 0 | 0 | 0 | 0 | 0 | 0 | 0 | 0 | 0 | 0 | 0 | 0 | 0 | 0 | 0 | 0 | 0 | 0 | 0 | 0 | 0 | 0 | 0 | 0 | 0 | 0 | 0 | 0 | 0 | 0 | 0 | 0 | 0 | 0 | 0 | 0 | 0 | 0 | 0 | 0 | 0 | 0 | 0 | 0 | 0 | 0 | 0 | 0 | 0 | 0 | 0 | 0 | 0 | 0 | 0 | 0 | 0 | 0 | 0 | 0 | 0 | 0 | 0 | 0 | 0 | 0 | 0 | 16.219 | 2.49 | 0.791 | 0 | 19.5 | 1755 | 13 | 7 | 0 | 1775 | 0 | 0 | 0 | 0 | 0
2024 | 2 | AR | 13718 | City of North Little Rock - (AR) | Preliminary | AC | 2.55 | 0.45 | 2.79 | 0 | 5.79 | 338 | 6 | 2 | 0 | 346 | . | . | . | . | 0 | . | . | . | . | 0 | . | . | . | . | 0 | . | . | . | . | 0 | . | . | . | . | 0 | . | . | . | . | 0 | . | . | . | . | 0 | . | . | . | . | 0 | . | . | . | . | 0 | . | . | . | . | 0 | . | . | . | . | 0 | . | . | . | . | 0 | . | . | . | . | 0 | . | . | . | . | 0 | . | . | . | . | 0 | 2.55 | 0.45 | 2.79 | 0 | 5.79 | 338 | 6 | 2 | 0 | 346 | 0 | 0 | 0 | 0 | 0
2024 | 2 | AR | 14063 | Oklahoma Gas & Electric Co | Preliminary | AC | 4.8 | 2.31 | 0 | 0 | 7.11 | 607 | 20 | 0 | 0 | 627 | 1.807 | 3.131 | 0.004 | 0 | 4.942 | 471 | 402 | 1 | 0 | 874 | 0 | 0 | 0 | 0 | 0 | 0 | 0 | 0 | 0 | 0 | 0 | 0 | 0 | 0 | 0 | 0 | 0 | 0 | 0 | 0 | 0 | 0 | 0 | 0 | 0 | 0 | 0 | 0 | 0 | 0 | 0 | 0 | 0 | 0 | 0 | 0.004 | 0 | 0 | 0 | 0.004 | 2 | 0 | 0 | 0 | 2 | 0 | 0 | 0 | 0 | 0 | 0 | 0 | 0 | 0 | 0 | 0 | 0 | 0 | 0 | 0 | 0 | 0 | 0 | 0 | 0 | 6.611 | 5.441 | 0.004 | 0 | 12.056 | 1080 | 422 | 1 | 0 | 1503 | 0 | 0 | 0 | 0 | 0
2024 | 2 | AR | 17698 | Southwestern Electric Power Co | Preliminary | AC | 9.395 | 1.782 | 0.734 | . | 11.911 | 1420 | 45 | 2 | . | 1467 | 0.201 | 14.404 | . | . | 14.605 | 16 | 15 | . | . | 31 | 499.572 | 1406.906 | 15 | . | 1921.478 | 0.093 | 0.007 | . | . | 0.1 | 16 | 1 | . | . | 17 | 0.278 | 0.013 | . | . | 0.291 | . | . | . | . | 0 | . | . | . | . | 0 | . | . | . | . | 0 | . | 0.002 | . | . | 0.002 | . | 1 | . | . | 1 | . | 0.002 | . | . | 0.002 | . | 3 | . | . | 3 | . | 1 | . | . | 1 | . | . | . | . | 0 | 9.596 | 19.188 | 0.734 | 0 | 29.518 | 1436 | 62 | 2 | 0 | 1500 | 499.572 | 1406.908 | 15 | 0 | 1921.48
2024 | 2 | AR | 99999 | Adjustment 2024 | Preliminary |  | 15.316 | 14.21 | 21.114 | . | 50.64 | . | . | . | . | . | . | . | . | . | 0 | . | . | . | . | . | . | . | . | . | . | . | . | . | . | 0 | . | . | . | . | . | . | . | . | . | . | . | . | . | . | 0 | . | . | . | . | . | . | . | . | . | . | . | . | . | . | . | . | . | . | . | . | . | . | . | . | . | . | . | . | . | . | . | . | . | . | . | . | . | . | . | . | 15.316 | 14.21 | 21.114 | . | 50.64 | . | . | . | . | . | . | . | . | . | .
2024 | 2 | AZ | 176 | Ajo Improvement Co | Preliminary | AC | 0.061 | 0.005 | . | . | 0.066 | 12 | 3 | . | . | 15 | . | . | . | . | 0 | . | . | . | . | 0 | 3.754 | 0.342 | . | . | 4.096 | . | . | . | . | 0 | . | . | . | . | 0 | . | . | . | . | 0 | . | . | . | . | 0 | . | . | . | . | 0 | . | . | . | . | 0 | . | . | . | . | 0 | . | . | . | . | 0 | . | . | . | . | 0 | . | . | . | . | 0 | . | . | . | . | 0 | . | . | . | . | 0 | 0.061 | 0.005 | NM | 0 | 0.066 | 12 | 3 | 0 | 0 | 15 | 3.754 | 0.342 | 0 | 0 | 4.096
2024 | 2 | AZ | 803 | Arizona Public Service Co | Preliminary | DC | 1559.533 | 361.873 | 0 | 0 | 1921.406 | 174694 | 2138 | 0 | 0 | 176832 | . | . | . | . | 0 | . | . | . | . | 0 | . | . | . | . | 0 | 28.249 | 1.346 | 0 | 0 | 29.595 | 3368 | 17 | 0 | 0 | 3385 | 66.625 | 2.402 | 0 | 0 | 69.027 | 0.789 | 1.321 | 0 | 0 | 2.11 | 97 | 7 | 0 | 0 | 104 | 2.1 | 0.891 | 0 | 0 | 2.991 | 0.057 | 0.125 | 0 | 0 | 0.182 | 25 | 12 | 0 | 0 | 37 | . | . | . | . | 0 | . | . | . | . | 0 | . | . | . | . | 0 | . | . | . | . | 0 | 1559.59 | 361.998 | NM | 0 | 1921.588 | 174719 | 2150 | 0 | 0 | 176869 | 0 | 0 | 0 | 0 | 0
2024 | 2 | AZ | 12919 | Morenci Water and Electric | Preliminary | AC | 0.008 | 0.028 | 0 | 0 | 0.036 | 1 | 3 | 0 | 0 | 4 | . | . | . | . | 0 | . | . | . | . | 0 | 0.349 | 0.965 | 0 | 0 | 1.314 | . | . | . | . | 0 | . | . | . | . | 0 | . | . | . | . | 0 | . | . | . | . | 0 | . | . | . | . | 0 | . | . | . | . | 0 | . | . | . | . | 0 | . | . | . | . | 0 | . | . | . | . | 0 | . | . | . | . | 0 | . | . | . | . | 0 | . | . | . | . | 0 | 0.008 | 0.028 | NM | 0 | 0.036 | 1 | 3 | 0 | 0 | 4 | 0.349 | 0.965 | 0 | 0 | 1.314
2024 | 2 | AZ | 16572 | Salt River Project | Preliminary | AC | 363.38 | 135.51 | 7.28 | 0 | 506.17 | 56203 | 886 | 10 | 0 | 57099 | 0 | 0 | 0 | 0 | 0 | 0 | 0 | 0 | 0 | 0 | 2468.95 | 2882 | 0 | 0 | 5350.95 | 22.35 | 0.84 | 0 | 0 | 23.19 | 3546 | 14 | 0 | 0 | 3560 | 71.44 | 1.56 | 0 | 0 | 73 | 1.72 | 0 | 0 | 0 | 1.72 | 216 | 0 | 0 | 0 | 216 | 4.65 | 0 | 0 | 0 | 4.65 | . | . | . | . | 0 | . | . | . | . | 0 | . | . | . | . | 0 | . | . | . | . | 0 | . | . | . | . | 0 | . | . | . | . | 0 | 363.38 | 135.51 | 7.28 | 0 | 506.17 | 56203 | 886 | 10 | 0 | 57099 | 2468.95 | 2882 | 0 | 0 | 5350.95
2024 | 2 | AZ | 19189 | Trico Electric Cooperative Inc | Preliminary | DC | 41.148 | 15.173 | . | . | 56.321 | 5233 | 74 | . | . | 5307 | 0.043 | 0.183 | . | . | 0.226 | 42 | 1 | . | . | 43 | 2879.595 | 545.782 | . | . | 3425.377 | . | . | . | . | 0 | . | . | . | . | 0 | . | . | . | . | 0 | . | . | . | . | 0 | . | . | . | . | 0 | . | . | . | . | 0 | 0.002 | . | . | . | 0.002 | 1 | . | . | . | 1 | 0 | . | . | . | 0 | . | . | . | . | 0 | . | . | . | . | 0 | . | . | . | . | 0 | 41.193 | 15.356 | NM | 0 | 56.549 | 5276 | 75 | 0 | 0 | 5351 | 2879.595 | 545.782 | 0 | 0 | 3425.377
2024 | 2 | AZ | 19728 | UNS Electric, Inc | Preliminary | AC | 68.74 | 16.64 | . | . | 85.38 | 8647 | 229 | . | . | 8876 | . | . | . | . | 0 | . | . | . | . | 0 | 4484.4 | 467.579 | . | . | 4951.979 | 1.18 | . | . | . | 1.18 | 143 | . | . | . | 143 | . | . | . | . | 0 | . | . | . | . | 0 | . | . | . | . | 0 | . | . | . | . | 0 | 0.3 | 0.01 | . | . | 0.31 | 117 | 1 | . | . | 118 | 3.882 | . | . | . | 3.882 | . | . | . | . | 0 | . | . | . | . | 0 | . | . | . | . | 0 | 69.04 | 16.65 | NM | 0 | 85.69 | 8764 | 230 | 0 | 0 | 8994 | 4488.282 | 467.579 | 0 | 0 | 4955.861
2024 | 2 | AZ | 21538 | Mohave Electric Cooperative, Inc. | Preliminary | AC | 20.097 | 3.583 | . | . | 23.68 | 1964 | 92 | . | . | 2056 | . | . | . | . | 0 | . | . | . | . | 0 | 431.47 | 57.227 | . | . | 488.697 | . | . | . | . | 0 | . | . | . | . | 0 | . | . | . | . | 0 | . | . | . | . | 0 | . | . | . | . | 0 | . | . | . | . | 0 | 0.055 | 0.055 | . | . | 0.11 | 25 | 25 | . | . | 50 | 0 | 0 | . | . | 0 | . | . | . | . | 0 | . | . | . | . | 0 | . | . | . | . | 0 | 20.152 | 3.638 | NM | 0 | 23.79 | 1989 | 117 | 0 | 0 | 2106 | 431.47 | 57.227 | 0 | 0 | 488.697
2024 | 2 | AZ | 24211 | Tucson Electric Power Co | Preliminary | AC | 318.936 | 154.776 | . | . | 473.712 | 47734 | 1079 | . | . | 48813 | . | . | . | . | . | . | . | . | . | . | 3627.89 | 1961.75 | . | . | 5589.64 | 9.71 | 0.34 | . | . | 10.05 | 1071 | 7 | . | . | 1078 | . | . | . | . | 0 | . | 0.21 | . | . | 0.21 | . | 1 | . | . | 1 | . | . | . | . | . | 0.024 | 0.012 | . | . | 0.036 | 1 | 1 | . | . | 2 | 0.006 | . | . | . | 0.006 | . | . | . | . | . | . | . | . | . | . | . | . | . | . | . | 318.96 | 154.788 | NM | 0 | 473.748 | 47735 | 1080 | 0 | 0 | 48815 | 3627.896 | 1961.75 | 0 | 0 | 5589.646
2024 | 2 | AZ | 99999 | Adjustment 2024 | Preliminary |  | -234.064 | -59.211 | 0 | 0 | -293.275 | . | . | . | . | . | -0.007 | -0.032 | . | . | -0.039 | . | . | . | . | . | . | . | . | . | . | -4.927 | -0.235 | 0 | 0 | -5.161 | . | . | . | . | . | . | . | . | . | . | -0.138 | -0.23 | 0 | 0 | -0.368 | . | . | . | . | . | . | . | . | . | . | . | . | . | . | . | . | . | . | . | . | . | . | . | . | . | . | . | . | . | . | . | . | . | . | . | . | . | . | . | . | -234.071 | -59.243 | NM | 0 | -293.314 | . | . | . | . | . | . | . | . | . | .
2024 | 2 | CA | 4390 | City of Corona - (CA) | Preliminary | AC | 0.136 | 0.4 | 0 | 0 | 0.536 | 18 | 3 | 0 | 0 | 21 | 0 | 0 | 0 | 0 | 0 | 0 | 0 | 0 | 0 | 0 | 0 | 0 | 0 | 0 | 0 | 0 | 0 | 0 | 0 | 0 | 0 | 0 | 0 | 0 | 0 | 0 | 0 | 0 | 0 | 0 | 0 | 0 | 0 | 0 | 0 | 0 | 0 | 0 | 0 | 0 | 0 | 0 | 0 | 0 | 0 | 0 | 0 | 0 | 0 | 0 | 0 | 0 | 0 | 0 | 0 | 0 | 0 | 0 | 0 | 0 | 0 | 0 | 0 | 0 | 0 | 0 | 0 | 0 | 0 | 0 | 0 | 0 | 0 | 0 | 0 | 0.136 | 0.4 | NM | 0 | 0.536 | 18 | 3 | 0 | 0 | 21 | 0 | 0 | 0 | 0 | 0
2024 | 2 | CA | 9216 | Imperial Irrigation District | Preliminary | AC | 68.821 | 57.143 | . | . | 125.964 | 8955 | 258 | . | . | 9213 | 3.529 | 0.309 | . | . | 3.838 | 1148 | 101 | . | . | 1249 | . | . | . | . | 0 | . | . | . | . | 0 | . | . | . | . | 0 | . | . | . | . | 0 | . | . | . | . | 0 | . | . | . | . | 0 | . | . | . | . | 0 | 0.002 | . | . | . | 0.002 | 1 | . | . | . | 1 | . | . | . | . | 0 | . | 2.15 | . | . | 2.15 | . | 8 | . | . | 8 | . | . | . | . | 0 | 72.352 | 59.602 | NM | 0 | 131.954 | 10104 | 367 | 0 | 0 | 10471 | 0 | 0 | 0 | 0 | 0
2024 | 2 | CA | 11208 | Los Angeles Department of Water & Power | Preliminary | AC | 493.135 | 131.112 | . | . | 624.247 | 80951 | 1677 | . | . | 82628 | . | . | . | . | 0 | . | . | . | . | 0 | 15176.12 | 1969.23 | . | . | 17145.35 | 30.6 | 2.03 | . | . | 32.63 | 3999 | 3 | . | . | 4002 | . | . | . | . | 0 | 2.3 | 1.14 | . | . | 3.44 | 327 | 5 | . | . | 332 | . | . | . | . | 0 | . | . | . | . | 0 | . | . | . | . | 0 | . | . | . | . | 0 | . | . | . | . | 0 | . | . | . | . | 0 | . | . | . | . | 0 | 493.135 | 131.112 | NM | 0 | 624.247 | 80951 | 1677 | 0 | 0 | 82628 | 15176.12 | 1969.23 | 0 | 0 | 17145.35
2024 | 2 | CA | 12745 | Modesto Irrigation District | Preliminary | AC | 52.32 | 16.653 | 9.914 | 0 | 78.887 | 10501 | 180 | 55 | 0 | 10736 | . | . | . | . | 0 | . | . | . | . | 0 | . | . | . | . | 0 | 3.268 | . | 0.171 | . | 3.439 | 439 | . | 1 | . | 440 | . | . | . | . | 0 | . | . | 1.341 | . | 1.341 | . | . | 1 | . | 1 | . | . | . | . | 0 | . | . | . | . | 0 | . | . | . | . | 0 | . | . | . | . | 0 | . | . | . | . | 0 | . | . | . | . | 0 | . | . | . | . | 0 | 52.32 | 16.653 | 9.914 | 0 | 78.887 | 10501 | 180 | 55 | 0 | 10736 | 0 | 0 | 0 | 0 | 0
2024 | 2 | CA | 14328 | Pacific Gas & Electric Co. | Preliminary | AC | 5083.318 | 1551.358 | 1266.115 | 0 | 7900.791 | 810871 | 15904 | 5361 | 0 | 832136 | 23.091 | 50.162 | 0.138 | 0 | 73.391 | 5917 | 3801 | 4 | 0 | 9722 | 0 | 0 | 0 | 0 | 0 | 535.747 | 35.89 | 57.525 | 0 | 629.162 | 78033 | 350 | 159 | 0 | 78542 | 0 | 0 | 0 | 0 | 0 | 0.085 | 0 | 0.245 | 0 | 0.33 | 8 | 0 | 2 | 0 | 10 | 0 | 0 | 0 | 0 | 0 | 0.916 | 0.622 | 27.133 | 0 | 28.671 | 165 | 36 | 43 | 0 | 244 | 0 | 0 | 0 | 0 | 0 | 27.193 | 61.177 | 182.09 | 0 | 270.46 | 36 | 91 | 250 | 0 | 377 | 0 | 0 | 0 | 0 | 0 | 5134.518 | 1663.319 | 1475.476 | 0 | 8273.313 | 816989 | 19832 | 5658 | 0 | 842479 | 0 | 0 | 0 | 0 | 0
2024 | 2 | CA | 14354 | PacifiCorp | Preliminary | DC | 5.75 | 4.811 | 2.964 | 0 | 13.525 | 736 | 66 | 21 | 0 | 823 | . | . | . | . | 0 | . | . | . | . | 0 | . | . | . | . | 0 | 0.697 | 0.03 | 0 | 0 | 0.727 | 59 | 1 | 0 | 0 | 60 | 0.854 | 0.01 | 0 | 0 | 0.864 | . | . | . | . | 0 | . | . | . | . | 0 | . | . | . | . | 0 | 0.001 | 0.005 | 0 | 0 | 0.006 | 1 | 2 | 0 | 0 | 3 | . | . | . | . | 0 | 0.011 | 0.066 | 0 | 0 | 0.077 | 2 | 1 | 0 | 0 | 3 | . | . | . | . | 0 | 5.762 | 4.882 | 2.964 | 0 | 13.608 | 739 | 69 | 21 | 0 | 829 | 0 | 0 | 0 | 0 | 0
2024 | 2 | CA | 14534 | City of Pasadena - (CA) | Preliminary | AC | 14.674 | 9.704 | . | . | 24.378 | 2506 | 101 | . | . | 2607 | . | . | . | . | 0 | . | . | . | . | 0 | 26.815 | 39.627 | . | . | 66.442 | . | . | . | . | 0 | . | . | . | . | 0 | . | . | . | . | 0 | . | . | . | . | 0 | . | . | . | . | 0 | . | . | . | . | 0 | . | . | . | . | 0 | . | . | . | . | 0 | . | . | . | . | 0 | . | . | . | . | 0 | . | . | . | . | 0 | . | . | . | . | 0 | 14.674 | 9.704 | NM | 0 | 24.378 | 2506 | 101 | 0 | 0 | 2607 | 26.815 | 39.627 | 0 | 0 | 66.442
2024 | 2 | CA | 16534 | Sacramento Municipal Util Dist | Preliminary | AC | 236.732 | 84.098 | 38.212 | 0 | 359.042 | 52216 | 1243 | 53 | 0 | 53512 | 0.671 | 0.348 | 0 | 0 | 1.019 | 560 | 43 | 0 | 0 | 603 | . | . | . | . | 0 | 10.343 | 0.063 | 0.5 | 0 | 10.906 | 1603 | 5 | 1 | 0 | 1609 | . | . | . | . | 0 | . | . | . | . | 0 | . | . | . | . | 0 | . | . | . | . | 0 | 0.002 | 0 | 0.005 | 0 | 0.007 | 1 | 0 | 1 | 0 | 2 | . | . | . | . | 0 | . | . | . | . | 0 | . | . | . | . | 0 | . | . | . | . | 0 | 237.405 | 84.446 | 38.217 | 0 | 360.068 | 52777 | 1286 | 54 | 0 | 54117 | 0 | 0 | 0 | 0 | 0
2024 | 2 | CA | 16609 | San Diego Gas & Electric Co | Preliminary | AC | 1720.704 | 299.809 | 103.171 | 0 | 2123.684 | 311023 | 5415 | 139 | 0 | 316577 | 22.348 | 6.724 | 3.825 | 0 | 32.897 | 601 | 79 | 6 | 0 | 686 | 0 | 1 | 0 | 0 | 1 | 68.561 | 15.498 | 4.476 | 0 | 88.535 | 10264 | 178 | 6 | 0 | 10448 | 0 | 0 | 0 | 0 | 0 | 0 | 0 | 0 | 0 | 0 | 0 | 0 | 0 | 0 | 0 | 0 | 0 | 0 | 0 | 0 | 0.122 | 0.007 | 1 | 0 | 1.129 | 37 | 3 | 1 | 0 | 41 | 0 | 0 | 0 | 0 | 0 | 0.022 | 14.177 | 15.308 | 0 | 29.507 | 2 | 52 | 21 | 0 | 75 | 0 | 0 | 0 | 0 | 0 | 1743.196 | 320.717 | 123.304 | 0 | 2187.217 | 311663 | 5549 | 167 | 0 | 317379 | 0 | 1 | 0 | 0 | 1
2024 | 2 | CA | 16655 | City of Santa Clara - (CA) | Preliminary | AC | 3.207 | 16.313 | . | . | 19.52 | 826 | 99 | . | . | 925 | . | . | . | . | 0 | . | . | . | . | 0 | . | . | . | . | 0 | . | . | . | . | 0 | . | . | . | . | 0 | . | . | . | . | 0 | . | . | . | . | 0 | . | . | . | . | 0 | . | . | . | . | 0 | . | . | . | . | 0 | . | . | . | . | 0 | . | . | . | . | 0 | . | . | . | . | 0 | . | . | . | . | 0 | . | . | . | . | 0 | 3.207 | 16.313 | NM | 0 | 19.52 | 826 | 99 | 0 | 0 | 925 | 0 | 0 | 0 | 0 | 0
2024 | 2 | CA | 17609 | Southern California Edison Co | Preliminary | AC | 3944.095 | 1014.68 | 287.713 | . | 5246.488 | 638426 | 9254 | 514 | . | 648194 | 8.337 | 45.442 | . | . | 53.779 | 103 | 1139 | . | . | 1242 | . | . | . | . | 0 | 339.442 | 62.417 | 5.857 | . | 407.716 | 52184 | 451 | 16 | . | 52651 | 826.234 | 146.606 | 18.142 | . | 990.982 | . | . | . | . | 0 | . | . | . | . | 0 | . | . | . | . | 0 | 1.779 | 4.955 | 8.1 | . | 14.834 | 211 | 15 | 7 | . | 233 | . | . | . | . | 0 | 0.721 | 49.285 | 33.703 | . | 83.709 | 76 | 129 | 46 | . | 251 | . | . | . | . | 0 | 3954.932 | 1114.362 | 329.516 | 0 | 5398.81 | 638816 | 10537 | 567 | 0 | 649920 | 0 | 0 | 0 | 0 | 0
2024 | 2 | CA | 17612 | Bear Valley Electric Service | Preliminary | DC | 2.819 | 3.112 | . | . | 5.931 | 584 | 25 | . | . | 609 | . | . | . | . | 0 | . | . | . | . | 0 | . | . | . | . | 0 | . | . | . | . | 0 | . | . | . | . | 0 | . | . | . | . | 0 | . | . | . | . | 0 | . | . | . | . | 0 | . | . | . | . | 0 | 0.069 | 0.01 | . | . | 0.079 | 6 | 1 | . | . | 7 | . | . | . | . | 0 | . | . | . | . | 0 | . | . | . | . | 0 | . | . | . | . | 0 | 2.888 | 3.122 | NM | 0 | 6.01 | 590 | 26 | 0 | 0 | 616 | 0 | 0 | 0 | 0 | 0
2024 | 2 | CA | 18260 | Surprise Valley Electrification | Preliminary | AC | 0.137 | 0.028 | . | . | 0.165 | 14 | 3 | . | . | 17 | . | . | . | . | 0 | . | . | . | . | 0 | . | . | . | . | 0 | . | . | . | . | 0 | . | . | . | . | 0 | . | . | . | . | 0 | . | . | . | . | 0 | . | . | . | . | 0 | . | . | . | . | 0 | . | . | . | . | 0 | . | . | . | . | 0 | . | . | . | . | 0 | . | . | . | . | 0 | . | . | . | . | 0 | . | . | . | . | 0 | 0.137 | 0.028 | NM | 0 | 0.165 | 14 | 3 | 0 | 0 | 17 | 0 | 0 | 0 | 0 | 0
2024 | 2 | CA | 19281 | Turlock Irrigation District | Preliminary | AC | 26.38 | 12.133 | 18.8 | . | 57.313 | 4374 | 75 | 112 | . | 4561 | 0.063 | . | 3.634 | . | 3.697 | 3 | . | 10 | . | 13 | . | . | . | . | 0 | . | . | . | . | 0 | . | . | . | . | 0 | . | . | . | . | 0 | . | . | . | . | 0 | . | . | . | . | 0 | . | . | . | . | 0 | . | . | . | . | 0 | . | . | . | . | 0 | . | . | . | . | 0 | . | . | . | . | 0 | . | . | . | . | 0 | . | . | . | . | 0 | 26.443 | 12.133 | 22.434 | 0 | 61.01 | 4377 | 75 | 122 | 0 | 4574 | 0 | 0 | 0 | 0 | 0
2024 | 2 | CA | 99999 | Adjustment 2024 | Preliminary |  | 204.035 | 122.62 | 9.039 | 0 | 335.694 | . | . | . | . | . | . | . | . | . | 0 | . | . | . | . | . | . | . | . | . | . | -0.122 | -0.005 | 0 | 0 | -0.127 | . | . | . | . | . | . | . | . | . | . | . | . | . | . | 0 | . | . | . | . | . | . | . | . | . | . | . | . | . | . | . | . | . | . | . | . | . | . | . | . | . | . | . | . | . | . | . | . | . | . | . | . | . | . | . | . | 204.035 | 122.62 | 9.039 | 0 | 335.694 | . | . | . | . | . | . | . | . | . | .
2024 | 2 | CO | 3989 | City of Colorado Springs - (CO) | Preliminary | AC | 39.282 | 2.138 | 0 | 0 | 41.42 | 8615 | 552 | 0 | 0 | 9167 | 0.72 | 3.201 | 0 | 0 | 3.921 | 382 | 66 | 0 | 0 | 448 | 0 | 0 | 0 | 0 | 0 | 1.652 | 0.063 | 0 | 0 | 1.715 | 228 | 10 | 0 | 0 | 238 | 17.347 | 9.279 | 0 | 0 | 26.626 | 36.299 | 3.929 | 0 | 0 | 40.228 | 7955 | 958 | 0 | 0 | 8913 | 871.186 | 94.306 | 0 | 0 | 965.492 | 0 | 0.006 | 0 | 0 | 0.006 | 0 | 1 | 0 | 0 | 1 | 0 | 0 | 0 | . | 0 | 0 | 0 | 0 | 0 | 0 | 0 | 0 | 0 | 0 | 0 | 0 | 0 | 0 | . | 0 | 40.002 | 5.345 | NM | 0 | 45.347 | 8997 | 619 | 0 | 0 | 9616 | 0 | 0 | 0 | 0 | 0
2024 | 2 | CO | 6604 | City of Fort Collins - (CO) | Preliminary | DC | 22.305 | 2.251 | 3.779 | . | 28.335 | 3621 | 77 | 24 | . | 3722 | 0.729 | . | . | . | 0.729 | 312 | . | . | . | 312 | . | . | . | . | 0 | 1.144 | 0.122 | . | . | 1.266 | 160 | 2 | . | . | 162 | 2.85 | 0.372 | . | . | 3.222 | . | 0.015 | . | . | 0.015 | . | 1 | . | . | 1 | . | 0.041 | . | . | 0.041 | 0.001 | . | . | . | 0.001 | 1 | . | . | . | 1 | . | . | . | . | 0 | . | . | 1.976 | . | 1.976 | . | . | 6 | . | 6 | . | . | . | . | 0 | 23.035 | 2.251 | 5.755 | 0 | 31.041 | 3934 | 77 | 30 | 0 | 4041 | 0 | 0 | 0 | 0 | 0
2024 | 2 | CO | 9336 | CORE Electric Cooperative | Preliminary | AC | 52.737 | 0.955 | 0.431 | . | 54.123 | 9171 | 32 | 3 | . | 9206 | . | . | . | . | 0 | . | . | . | . | 0 | . | . | . | . | 0 | . | . | . | . | 0 | . | . | . | . | 0 | . | . | . | . | 0 | . | . | . | . | 0 | . | . | . | . | 0 | . | . | . | . | 0 | 0.035 | . | . | . | 0.035 | 15 | . | . | . | 15 | . | . | . | . | 0 | 0.011 | . | . | . | 0.011 | 2 | . | . | . | 2 | . | . | . | . | 0 | 52.783 | 0.955 | 0.431 | 0 | 54.169 | 9188 | 32 | 3 | 0 | 9223 | 0 | 0 | 0 | 0 | 0
2024 | 2 | CO | 10066 | K C Electric Association | Preliminary | DC | 0.203 | 0.232 | 0.034 | 0 | 0.469 | 22 | 14 | 2 | 0 | 38 | . | . | . | . | . | . | . | . | . | . | . | . | . | . | . | . | . | . | . | . | . | . | . | . | . | . | . | . | . | . | . | . | . | . | . | . | . | . | . | . | . | . | . | . | . | 0.01 | . | . | . | 0.01 | 1 | . | . | . | 1 | . | . | . | . | . | . | . | . | . | . | . | . | . | . | . | . | . | . | . | . | 0.213 | 0.232 | 0.034 | 0 | 0.479 | 23 | 14 | 2 | 0 | 39 | 0 | 0 | 0 | 0 | 0
2024 | 2 | CO | 12866 | Moon Lake Electric Assn Inc | Preliminary | AC | 0.026 | 0.1 | 0 | 0 | 0.126 | 4 | 5 | 0 | 0 | 9 | 0 | 0 | 0 | 0 | 0 | 0 | 0 | 0 | 0 | 0 | 0 | 0 | 0 | 0 | 0 | . | . | . | . | 0 | . | . | . | . | 0 | . | . | . | . | 0 | . | . | . | . | 0 | . | . | . | . | 0 | . | . | . | . | 0 | . | . | . | . | 0 | . | . | . | . | 0 | . | . | . | . | 0 | . | . | . | . | 0 | . | . | . | . | 0 | . | . | . | . | 0 | 0.026 | 0.1 | NM | 0 | 0.126 | 4 | 5 | 0 | 0 | 9 | 0 | 0 | 0 | 0 | 0
2024 | 2 | CO | 15257 | Poudre Valley REA, Inc | Preliminary | DC | 16.477 | 0.246 | 0.032 | . | 16.755 | 2027 | 12 | 2 | . | 2041 | 2.507 | . | . | . | 2.507 | 404 | . | . | . | 404 | . | . | . | . | 0 | . | . | . | . | 0 | . | . | . | . | 0 | . | . | . | . | 0 | . | . | . | . | 0 | . | . | . | . | 0 | . | . | . | . | 0 | . | . | . | . | 0 | . | . | . | . | 0 | . | . | . | . | 0 | . | . | . | . | 0 | . | . | . | . | 0 | . | . | . | . | 0 | 18.984 | 0.246 | 0.032 | 0 | 19.262 | 2431 | 12 | 2 | 0 | 2445 | 0 | 0 | 0 | 0 | 0
2024 | 2 | CO | 15466 | Public Service Co of Colorado | Preliminary | DC | 609.922 | 211.484 | 10.981 | 0 | 832.387 | 103639 | 3169 | 11 | 0 | 106819 | . | . | . | . | 0 | . | . | . | . | 0 | . | . | . | . | 0 | . | . | . | . | 0 | . | . | . | . | 0 | . | . | . | . | 0 | . | . | . | . | 0 | . | . | . | . | 0 | . | . | . | . | 0 | . | . | . | . | 0 | . | . | . | . | 0 | . | . | . | . | 0 | . | . | . | . | 0 | . | . | . | . | 0 | . | . | . | . | 0 | 609.922 | 211.484 | 10.981 | 0 | 832.387 | 103639 | 3169 | 11 | 0 | 106819 | 0 | 0 | 0 | 0 | 0
2024 | 2 | CO | 16603 | San Luis Valley R E C, Inc | Preliminary | AC | 1.684 | 0.819 | 1.539 | . | 4.042 | 243 | 40 | 65 | . | 348 | . | . | . | . | 0 | . | . | . | . | 0 | . | . | . | . | 0 | . | . | . | . | 0 | . | . | . | . | 0 | . | . | . | . | 0 | . | . | . | . | 0 | . | . | . | . | 0 | . | . | . | . | 0 | 0.003 | . | . | . | 0.003 | 2 | . | . | . | 2 | . | . | . | . | 0 | . | . | . | . | 0 | . | . | . | . | 0 | . | . | . | . | 0 | 1.687 | 0.819 | 1.539 | 0 | 4.045 | 245 | 40 | 65 | 0 | 350 | 0 | 0 | 0 | 0 | 0
2024 | 2 | CO | 19499 | United Power, Inc | Preliminary | AC | 68.671 | 2.662 | 0.046 | 0 | 71.379 | 11727 | 44 | 1 | 0 | 11772 | 0.015 | 0.003 | 0.003 | 0 | 0.021 | 24 | 3 | 1 | 0 | 28 | . | . | . | . | 0 | . | . | . | . | 0 | . | . | . | . | 0 | . | . | . | . | 0 | . | . | . | . | 0 | . | . | . | . | 0 | . | . | . | . | 0 | 0.022 | 0.012 | . | . | 0.034 | 8 | 2 | . | . | 10 | . | . | . | . | 0 | . | . | . | . | 0 | . | . | . | . | 0 | . | . | . | . | 0 | 68.708 | 2.677 | 0.049 | 0 | 71.434 | 11759 | 49 | 2 | 0 | 11810 | 0 | 0 | 0 | 0 | 0
2024 | 2 | CO | 27058 | High West Energy, Inc | Preliminary | AC | 0.02 | . | . | . | 0.02 | 10 | . | . | . | 10 | . | . | . | . | 0 | . | . | . | . | 0 | . | . | . | . | 0 | . | . | . | . | 0 | . | . | . | . | 0 | . | . | . | . | 0 | . | . | . | . | 0 | . | . | . | . | 0 | . | . | . | . | 0 | . | . | . | . | 0 | . | . | . | . | 0 | . | . | . | . | 0 | . | . | . | . | 0 | . | . | . | . | 0 | . | . | . | . | 0 | 0.02 | NM | NM | 0 | 0.02 | 10 | 0 | 0 | 0 | 10 | 0 | 0 | 0 | 0 | 0
2024 | 2 | CO | 56146 | Black Hills Colorado Electric, LLC | Preliminary | DC | 54.659 | 13.487 | 21 | 0 | 89.146 | 8010 | 244 | 3 | 0 | 8257 | 8.738 | 4.882 | . | . | 13.62 | 450 | 251 | . | . | 701 | . | . | . | . | 0 | . | . | . | . | 0 | . | . | . | . | 0 | . | . | . | . | 0 | . | . | . | . | 0 | . | . | . | . | 0 | . | . | . | . | 0 | 0.006 | . | 1.8 | . | 1.806 | 3 | . | 1 | . | 4 | . | . | . | . | 0 | . | . | . | . | 0 | . | . | . | . | 0 | . | . | . | . | 0 | 63.403 | 18.369 | 22.8 | 0 | 104.572 | 8463 | 495 | 4 | 0 | 8962 | 0 | 0 | 0 | 0 | 0
2024 | 2 | CO | 99999 | Adjustment 2024 | Preliminary |  | -17.258 | -24.956 | -4.946 | 0 | -47.16 | . | . | . | . | . | -2.088 | -0.852 | . | . | -2.939 | . | . | . | . | . | . | . | . | . | . | -0.2 | -0.021 | . | . | -0.221 | . | . | . | . | . | . | . | . | . | . | . | -0.003 | . | . | -0.003 | . | . | . | . | . | . | . | . | . | . | . | . | . | . | . | . | . | . | . | . | . | . | . | . | . | . | . | . | . | . | . | . | . | . | . | . | . | . | . | . | -19.346 | -25.807 | -4.946 | 0 | -50.1 | . | . | . | . | . | . | . | . | . | .
2024 | 2 | CT | 4176 | Connecticut Light & Power Co | Preliminary | AC | 554.066 | 204.479 | 29.53 | . | 788.075 | 71129 | 1884 | 90 | . | 73103 | . | 69.087 | . | . | 69.087 | . | 333 | . | . | 333 | . | . | . | . | 0 | . | . | . | . | 0 | . | . | . | . | 0 | . | . | . | . | 0 | . | . | . | . | 0 | . | . | . | . | 0 | . | . | . | . | 0 | 0.086 | 0.013 | . | . | 0.099 | 17 | 4 | . | . | 21 | . | . | . | . | 0 | 0.367 | 44.631 | 10.695 | . | 55.693 | 22 | 89 | 17 | . | 128 | . | . | . | . | 0 | 554.519 | 318.21 | 40.225 | 0 | 912.954 | 71168 | 2310 | 107 | 0 | 73585 | 0 | 0 | 0 | 0 | 0
2024 | 2 | CT | 7716 | Groton Dept of Utilities - (CT) | Preliminary | AC | 4.16 | 0.291 | 0 | 0 | 4.451 | 809 | 6 | 0 | 0 | 815 | 0 | 0 | 0 | 0 | . | 0 | 0 | 0 | 0 | . | 102.41 | 2.97 | 0 | 0 | 105.38 | 0 | 0 | 0 | 0 | . | 0 | 0 | 0 | 0 | . | 0 | 0 | 0 | 0 | . | 0 | 0 | 0 | 0 | . | 0 | 0 | 0 | 0 | . | 0 | 0 | 0 | 0 | . | 0 | 0 | 0 | 0 | . | 0 | 0 | 0 | 0 | . | 0 | 0 | 0 | 0 | . | 0 | 0 | 0 | 0 | . | 0 | 0 | 0 | 0 | . | 0 | 0 | 0 | 0 | . | 4.16 | 0.291 | NM | 0 | 4.451 | 809 | 6 | 0 | 0 | 815 | 102.41 | 2.97 | 0 | 0 | 105.38
2024 | 2 | CT | 19497 | United Illuminating Co | Preliminary | AC | 139.019 | 55.781 | 7.674 | . | 202.474 | 21584 | 404 | 46 | . | 22034 | . | 5.52 | . | . | 5.52 | . | 6 | . | . | 6 | 3573.774 | 1743.388 | 57.733 | . | 5374.895 | 0.023 | . | . | . | 0.023 | 1 | . | . | . | 1 | 0.015 | . | . | . | 0.015 | 0.013 | . | . | . | 0.013 | 4 | . | . | . | 4 | 0.053 | . | . | . | 0.053 | . | 0.03 | 0.1 | . | 0.13 | . | 1 | 1 | . | 2 | . | 0 | 1.76 | . | 1.76 | . | 27.855 | 4.21 | . | 32.065 | . | 31 | 3 | . | 34 | . | 1507.241 | 4.2 | . | 1511.441 | 139.019 | 89.186 | 11.984 | 0 | 240.189 | 21584 | 442 | 50 | 0 | 22076 | 3573.774 | 3250.629 | 63.693 | 0 | 6888.096
2024 | 2 | CT | 20038 | Town of Wallingford - (CT) | Preliminary | AC | 0.421 | 0.827 | . | . | 1.248 | 50 | 5 | . | . | 55 | . | . | . | . | 0 | . | . | . | . | 0 | 1.781 | 3.528 | . | . | 5.309 | . | . | . | . | 0 | . | . | . | . | 0 | . | . | . | . | 0 | . | . | . | . | 0 | . | . | . | . | 0 | . | . | . | . | 0 | . | . | . | . | 0 | . | . | . | . | 0 | . | . | . | . | 0 | . | . | . | . | 0 | . | . | . | . | 0 | . | . | . | . | 0 | 0.421 | 0.827 | NM | 0 | 1.248 | 50 | 5 | 0 | 0 | 55 | 1.781 | 3.528 | 0 | 0 | 5.309
2024 | 2 | CT | 99999 | Adjustment 2024 | Preliminary |  | 0.198 | 0.474 | . | . | 0.672 | . | . | . | . | . | . | . | . | . | . | . | . | . | . | . | . | . | . | . | . | . | . | . | . | . | . | . | . | . | . | . | . | . | . | . | . | . | . | . | . | . | . | . | . | . | . | . | . | . | . | . | . | . | . | . | . | . | . | . | . | . | . | . | . | . | . | . | . | . | . | . | . | . | . | . | . | . | . | . | . | 0.198 | 0.474 | . | . | 0.672 | . | . | . | . | . | . | . | . | . | .
2024 | 2 | DC | 15270 | Potomac Electric Power Co | Preliminary | AC | 94.012 | 54.92 | . | . | 148.932 | 15163 | 793 | . | . | 15956 | 0.014 | 0.149 | . | . | 0.163 | 1 | 3 | . | . | 4 | . | . | . | . | 0 | . | . | . | . | 0 | . | . | . | . | 0 | . | . | . | . | 0 | . | . | . | . | 0 | . | . | . | . | 0 | . | . | . | . | 0 | . | . | . | . | 0 | . | . | . | . | 0 | . | . | . | . | 0 | . | . | . | . | 0 | . | . | . | . | 0 | . | . | . | . | 0 | 94.026 | 55.069 | NM | 0 | 149.095 | 15164 | 796 | 0 | 0 | 15960 | 0 | 0 | 0 | 0 | 0
2024 | 2 | DC | 99999 | Adjustment 2024 | Preliminary |  | . | . | . | . | . | . | . | . | . | . | . | . | . | . | . | . | . | . | . | . | . | . | . | . | . | . | . | . | . | . | . | . | . | . | . | . | . | . | . | . | . | . | . | . | . | . | . | . | . | . | . | . | . | . | . | . | . | . | . | . | . | . | . | . | . | . | . | . | . | . | . | . | . | . | . | . | . | . | . | . | . | . | . | . | . | . | . | . | . | . | . | . | . | . | . | . | . | . | . | .
2024 | 2 | DE | 5027 | Delmarva Power | Preliminary | AC | 71.609 | 18.98 | 4.882 | 0 | 95.471 | 9027 | 305 | 9 | 0 | 9341 | . | . | . | . | 0 | . | . | . | . | 0 | . | . | . | . | 0 | . | . | . | . | 0 | . | . | . | . | 0 | . | . | . | . | 0 | . | . | . | . | 0 | . | . | . | . | 0 | . | . | . | . | 0 | 0.064 | 0.035 | 0 | 0 | 0.099 | 10 | 5 | 0 | 0 | 15 | . | . | . | . | 0 | 0 | 1.45 | 0 | 0 | 1.45 | 0 | 2 | 0 | 0 | 2 | . | . | . | . | 0 | 71.673 | 20.465 | 4.882 | 0 | 97.02 | 9037 | 312 | 9 | 0 | 9358 | 0 | 0 | 0 | 0 | 0
2024 | 2 | DE | 5070 | Delaware Electric Cooperative | Preliminary | DC | 24.421 | 7.62 | . | . | 32.041 | 2940 | 128 | . | . | 3068 | . | . | . | . | 0 | . | . | . | . | 0 | . | . | . | . | 0 | . | . | . | . | 0 | . | . | . | . | 0 | . | . | . | . | 0 | . | . | . | . | 0 | . | . | . | . | 0 | . | . | . | . | 0 | 0.018 | 0.005 | . | . | 0.023 | 7 | 1 | . | . | 8 | . | . | . | . | 0 | . | . | . | . | 0 | . | . | . | . | 0 | . | . | . | . | 0 | 24.439 | 7.625 | NM | 0 | 32.064 | 2947 | 129 | 0 | 0 | 3076 | 0 | 0 | 0 | 0 | 0
2024 | 2 | DE | 5335 | City of Dover - (DE) | Preliminary | AC | 3.961 | 1.862 | 0 | 0 | 5.823 | 519 | 30 | 0 | 0 | 549 | . | . | . | . | 0 | . | . | . | . | 0 | . | . | . | . | 0 | . | . | . | . | 0 | . | . | . | . | 0 | . | . | . | . | 0 | . | . | . | . | 0 | . | . | . | . | 0 | . | . | . | . | 0 | . | . | . | . | 0 | . | . | . | . | 0 | . | . | . | . | 0 | . | . | . | . | 0 | . | . | . | . | 0 | . | . | . | . | 0 | 3.961 | 1.862 | NM | 0 | 5.823 | 519 | 30 | 0 | 0 | 549 | 0 | 0 | 0 | 0 | 0
2024 | 2 | DE | 13519 | City of Newark - (DE) | Preliminary | AC | 1.561 | 0.261 | 1.458 | 0 | 3.28 | 188 | 13 | 5 | 0 | 206 | . | . | . | . | 0 | . | . | . | . | 0 | . | . | . | . | 0 | . | . | . | . | 0 | . | . | . | . | 0 | . | . | . | . | 0 | . | . | . | . | 0 | . | . | . | . | 0 | . | . | . | . | 0 | . | . | . | . | 0 | . | . | . | . | 0 | . | . | . | . | 0 | . | 0.5 | . | . | 0.5 | . | 1 | . | . | 1 | . | . | . | . | 0 | 1.561 | 0.761 | 1.458 | 0 | 3.78 | 188 | 14 | 5 | 0 | 207 | 0 | 0 | 0 | 0 | 0
2024 | 2 | DE | 99999 | Adjustment 2024 | Preliminary |  | 1.405 | -0.123 | NM | . | 5.274 | . | . | . | . | . | . | . | . | . | 0 | . | . | . | . | . | . | . | . | . | . | . | . | . | . | 0 | . | . | . | . | . | . | . | . | . | . | . | . | . | . | 0 | . | . | . | . | . | . | . | . | . | . | . | . | . | . | . | . | . | . | . | . | . | . | . | . | . | . | . | . | . | . | . | . | . | . | . | . | . | . | . | . | 1.405 | -0.123 | NM | . | 5.274 | . | . | . | . | . | . | . | . | . | .
2024 | 2 | FL | 6452 | Florida Power & Light Co | Preliminary | AC | 867.866 | 65.733 | 32.459 | . | 966.058 | 95350 | 831 | 718 | . | 96899 | . | . | . | . | 0 | . | . | . | . | 0 | 41351.504 | 1753.734 | 388.226 | . | 43493.464 | . | . | . | . | 0 | . | . | . | . | 0 | . | . | . | . | 0 | . | . | . | . | 0 | . | . | . | . | 0 | . | . | . | . | 0 | 0.019 | 0.019 | 0.042 | . | 0.08 | 6 | 8 | 4 | . | 18 | 0.294 | 0.177 | . | . | 0.471 | . | . | 5.949 | . | 5.949 | . | . | 4 | . | 4 | . | . | . | . | 0 | 867.885 | 65.752 | 38.45 | 0 | 972.087 | 95356 | 839 | 726 | 0 | 96921 | 41351.798 | 1753.911 | 388.226 | 0 | 43493.935
2024 | 2 | FL | 6455 | Duke Energy Florida, LLC | Preliminary | AC | 744.976 | 46.074 | 11.608 | 0 | 802.658 | 85237 | 832 | 29 | 0 | 86098 | . | . | . | . | 0 | . | . | . | . | 0 | . | . | . | . | 0 | . | . | . | . | 0 | . | . | . | . | 0 | . | . | . | . | 0 | . | . | . | . | 0 | . | . | . | . | 0 | . | . | . | . | 0 | 0.002 | 0.001 | 0 | 0 | 0.003 | 1 | 1 | 0 | 0 | 2 | . | . | . | . | 0 | . | 0.2 | 0.2 | 0 | 0.4 | . | 1 | 1 | . | 2 | . | . | . | . | 0 | 744.978 | 46.275 | 11.808 | 0 | 803.061 | 85238 | 834 | 30 | 0 | 86102 | 0 | 0 | 0 | 0 | 0
2024 | 2 | FL | 6457 | Florida Public Utilities Co | Preliminary | AC | 2.624 | 1.307 | 0 | 0 | 3.931 | 557 | 10 | 0 | 0 | 567 | 0 | 0 | 0 | 0 | 0 | 0 | 0 | 0 | 0 | 0 | 0 | 0 | 0 | 0 | 0 | 0 | 0 | 0 | 0 | 0 | 0 | 0 | 0 | 0 | 0 | 0 | 0 | 0 | 0 | 0 | 0 | 0 | 0 | 0 | 0 | 0 | 0 | 0 | 0 | 0 | 0 | 0 | 0 | 0 | 0 | 0 | 0 | 0 | 0 | 0 | 0 | 0 | 0 | 0 | 0 | 0 | 0 | 0 | 0 | 0 | 0 | 0 | 0 | 0 | 0 | 0 | 0 | 0 | 0 | 0 | 0 | 0 | 0 | 0 | 0 | 2.624 | 1.307 | NM | 0 | 3.931 | 557 | 10 | 0 | 0 | 567 | 0 | 0 | 0 | 0 | 0
2024 | 2 | FL | 9617 | JEA | Preliminary | DC | 48.868 | 9.555 | . | . | 58.423 | 5600 | 119 | . | . | 5719 | . | . | . | . | 0 | . | . | . | . | 0 | 1741.346 | 245.186 | . | . | 1986.532 | . | . | . | . | 0 | . | . | . | . | 0 | . | . | . | . | 0 | . | . | . | . | 0 | . | . | . | . | 0 | . | . | . | . | 0 | . | . | . | . | 0 | . | . | . | . | 0 | . | . | . | . | 0 | . | . | . | . | 0 | . | . | . | . | 0 | . | . | . | . | 0 | 48.868 | 9.555 | NM | 0 | 58.423 | 5600 | 119 | 0 | 0 | 5719 | 1741.346 | 245.186 | 0 | 0 | 1986.532
2024 | 2 | FL | 18454 | Tampa Electric Co | Preliminary | DC | 285.838 | 29.19 | 0.74 | 0 | 315.768 | 25454 | 272 | 3 | 0 | 25729 | 30.8 | 1 | 0 | 0 | 31.8 | 1013 | 47 | 0 | 0 | 1060 | 14486.38 | 558.229 | 19.3 | 0 | 15063.909 | 10.858 | 0.029 | 0 | 0 | 10.887 | 1147 | 1 | 0 | 0 | 1148 | 0 | 0 | 0 | 0 | 0 | 0 | 0 | 0 | 0 | 0 | 0 | 0 | 0 | 0 | 0 | 0 | 0 | 0 | 0 | 0 | 0 | 0 | 0 | 0 | 0 | 0 | 0 | 0 | 0 | 0 | 0 | 0 | 0 | 0 | 0 | 0 | 0.05 | 0 | 0 | 0.05 | 0 | 1 | 0 | 0 | 1 | 0 | 0 | 0 | 0 | 0 | 316.638 | 30.24 | 0.74 | 0 | 347.618 | 26467 | 320 | 3 | 0 | 26790 | 14486.38 | 558.229 | 19.3 | 0 | 15063.909
2024 | 2 | FL | 99999 | Adjustment 2024 | Preliminary |  | 284.574 | 30.844 | 0.465 | 0 | 315.883 | . | . | . | . | . | -5.372 | -0.174 | 0 | 0 | -5.546 | . | . | . | . | . | . | . | . | . | . | -1.894 | -0.005 | 0 | 0 | -1.899 | . | . | . | . | . | . | . | . | . | . | 0 | 0 | 0 | 0 | 0 | . | . | . | . | . | . | . | . | . | . | . | . | . | . | . | . | . | . | . | . | . | . | . | . | . | . | . | . | . | . | . | . | . | . | . | . | . | . | . | . | 279.203 | 30.669 | 0.465 | 0 | 310.337 | . | . | . | . | . | . | . | . | . | .
2024 | 2 | GA | 3916 | Cobb Electric Membership Corp | Preliminary | AC | 3.706 | 3.541 | . | . | 7.247 | 573 | 43 | . | . | 616 | . | . | . | . | 0 | . | . | . | . | 0 | 5.171 | 0 | . | . | 5.171 | . | 1 | . | . | 1 | . | 1 | . | . | 1 | . | 4 | . | . | 4 | . | . | . | . | 0 | . | . | . | . | 0 | . | . | . | . | 0 | . | . | . | . | 0 | . | . | . | . | 0 | . | . | . | . | 0 | . | . | . | . | 0 | . | . | . | . | 0 | . | . | . | . | 0 | 3.706 | 3.541 | NM | 0 | 7.247 | 573 | 43 | 0 | 0 | 616 | 5.171 | 0 | 0 | 0 | 5.171
2024 | 2 | GA | 7140 | Georgia Power Co | Preliminary | AC | 65.358 | 21.345 | 3.173 | . | 89.876 | 9974 | 435 | 33 | . | 10442 | . | . | . | . | 0 | . | . | . | . | 0 | . | . | . | . | 0 | . | . | . | . | 0 | . | . | . | . | 0 | . | . | . | . | 0 | . | . | . | . | 0 | . | . | . | . | 0 | . | . | . | . | 0 | . | . | . | . | 0 | . | . | . | . | 0 | . | . | . | . | 0 | . | . | . | . | 0 | . | . | . | . | 0 | . | . | . | . | 0 | 65.358 | 21.345 | 3.173 | 0 | 89.876 | 9974 | 435 | 33 | 0 | 10442 | 0 | 0 | 0 | 0 | 0
2024 | 2 | GA | 9601 | Jackson Electric Member Corp - (GA) | Preliminary | DC | 8.09 | 3.557 | . | . | 11.647 | 1024 | 29 | . | . | 1053 | . | . | . | . | 0 | . | . | . | . | 0 | 247.464 | 62.899 | . | . | 310.363 | . | . | . | . | 0 | . | . | . | . | 0 | . | . | . | . | 0 | . | . | . | . | 0 | . | . | . | . | 0 | . | . | . | . | 0 | . | . | . | . | 0 | . | . | . | . | 0 | . | . | . | . | 0 | . | . | . | . | 0 | . | . | . | . | 0 | . | . | . | . | 0 | 8.09 | 3.557 | NM | 0 | 11.647 | 1024 | 29 | 0 | 0 | 1053 | 247.464 | 62.899 | 0 | 0 | 310.363
2024 | 2 | GA | 99999 | Adjustment 2024 | Preliminary |  | 40.72 | 8.322 | 2.829 | . | 51.871 | . | . | . | . | . | . | . | . | . | 0 | . | . | . | . | . | . | . | . | . | . | . | . | . | . | 0 | . | . | . | . | . | . | . | . | . | . | . | . | . | . | 0 | . | . | . | . | . | . | . | . | . | . | . | . | . | . | . | . | . | . | . | . | . | . | . | . | . | . | . | . | . | . | . | . | . | . | . | . | . | . | . | . | 40.72 | 8.322 | 2.829 | . | 51.871 | . | . | . | . | . | . | . | . | . | .
2024 | 2 | HI | 8287 | Hawaii Electric Light Co Inc | Preliminary | AC | 77.149 | 21.877 | 1.431 | . | 100.457 | 13719 | 749 | 31 | . | 14499 | . | . | . | . | 0 | . | . | . | . | 0 | . | . | . | . | 0 | 15.352 | 1.23 | 0.003 | . | 16.585 | 2068 | 34 | 1 | . | 2103 | 36.422 | 2.005 | . | . | 38.427 | . | . | . | . | 0 | . | . | . | . | 0 | . | . | . | . | 0 | 0.05 | . | 0.167 | . | 0.217 | 15 | . | 3 | . | 18 | . | . | . | . | 0 | . | . | 0.049 | . | 0.049 | . | . | 1 | . | 1 | . | . | . | . | 0 | 77.199 | 21.877 | 1.647 | 0 | 100.723 | 13734 | 749 | 35 | 0 | 14518 | 0 | 0 | 0 | 0 | 0
2024 | 2 | HI | 10071 | Kauai Island Utility Cooperative | Preliminary | AC | 25.3 | 10.826 | 0 | 0 | 36.126 | 5697 | 413 | 0 | 0 | 6110 | 0 | 0 | 0 | 0 | 0 | 0 | 0 | 0 | 0 | 0 | 1155.59 | 306.433 | 0 | 0 | 1462.023 | 13.019 | 1.234 | 0 | 0 | 14.253 | 1821 | 38 | 0 | 0 | 1859 | 33.575 | 3.065 | 0 | 0 | 36.64 | 0 | 0 | 0 | 0 | 0 | 0 | 0 | 0 | 0 | 0 | 0 | 0 | 0 | 0 | 0 | 0.01 | 0.001 | 0 | 0 | 0.011 | 6 | 1 | 0 | 0 | 7 | 0.164 | 0 | 0 | 0 | 0.164 | 0 | 0 | 0 | 0 | 0 | 0 | 0 | 0 | 0 | 0 | 0 | 0 | 0 | 0 | 0 | 25.31 | 10.827 | NM | 0 | 36.137 | 5703 | 414 | 0 | 0 | 6117 | 1155.754 | 306.433 | 0 | 0 | 1462.187
2024 | 2 | HI | 11843 | Maui Electric Co Ltd | Preliminary | AC | 68.601 | 29.127 | . | . | 97.728 | 12684 | 1031 | . | . | 13715 | . | . | . | . | 0 | . | . | . | . | 0 | . | . | . | . | 0 | 14.651 | 1.129 | . | . | 15.78 | 1838 | 39 | . | . | 1877 | 38.53 | 2.737 | . | . | 41.267 | . | . | . | . | 0 | . | . | . | . | 0 | . | . | . | . | 0 | 0.021 | 0.057 | . | . | 0.078 | 7 | 5 | . | . | 12 | . | . | . | . | 0 | . | . | . | . | 0 | . | . | . | . | 0 | . | . | . | . | 0 | 68.622 | 29.184 | NM | 0 | 97.806 | 12691 | 1036 | 0 | 0 | 13727 | 0 | 0 | 0 | 0 | 0
2024 | 2 | HI | 19547 | Hawaiian Electric Co Inc | Preliminary | AC | 320.701 | 66.612 | . | . | 387.313 | 62154 | 1796 | . | . | 63950 | . | . | . | . | 0 | . | . | . | . | 0 | . | . | . | . | 0 | 79.873 | 0.736 | . | . | 80.609 | 10272 | 33 | . | . | 10305 | 212.157 | 2.518 | . | . | 214.675 | . | . | . | . | 0 | . | . | . | . | 0 | . | . | . | . | 0 | 0.001 | 0.024 | . | . | 0.025 | 1 | 3 | . | . | 4 | . | . | . | . | 0 | . | . | . | . | 0 | . | . | . | . | 0 | . | . | . | . | 0 | 320.702 | 66.636 | NM | 0 | 387.338 | 62155 | 1799 | 0 | 0 | 63954 | 0 | 0 | 0 | 0 | 0
2024 | 2 | HI | 99999 | Adjustment 2024 | Preliminary |  | . | . | . | . | . | . | . | . | . | . | . | . | . | . | . | . | . | . | . | . | . | . | . | . | . | . | . | . | . | . | . | . | . | . | . | . | . | . | . | . | . | . | . | . | . | . | . | . | . | . | . | . | . | . | . | . | . | . | . | . | . | . | . | . | . | . | . | . | . | . | . | . | . | . | . | . | . | . | . | . | . | . | . | . | . | . | . | . | . | . | . | . | . | . | . | . | . | . | . | .
2024 | 2 | IA | 9417 | Interstate Power and Light Co | Preliminary | AC | 71.612 | 99.057 | 1.693 | . | 172.362 | 8677 | 2841 | 14 | . | 11532 | . | . | . | . | 0 | . | . | . | . | 0 | . | . | . | . | 0 | . | . | . | . | 0 | . | . | . | . | 0 | . | . | . | . | 0 | . | . | . | . | 0 | . | . | . | . | 0 | . | . | . | . | 0 | 0.314 | 3.907 | 0.01 | . | 4.231 | 42 | 61 | 1 | . | 104 | . | . | . | . | 0 | . | 0.4 | . | . | 0.4 | . | 1 | . | . | 1 | . | . | . | . | 0 | 71.926 | 103.364 | 1.703 | 0 | 176.993 | 8719 | 2903 | 15 | 0 | 11637 | 0 | 0 | 0 | 0 | 0
2024 | 2 | IA | 12341 | MidAmerican Energy Co | Preliminary | AC | 32.64 | 22.818 | 6.882 | . | 62.34 | 4035 | 526 | 25 | . | 4586 | . | . | . | . | 0 | . | . | . | . | 0 | 778.87 | 220.803 | 9.029 | . | 1008.702 | . | . | . | . | 0 | . | . | . | . | 0 | . | . | . | . | 0 | . | . | . | . | 0 | . | . | . | . | 0 | . | . | . | . | 0 | 0.403 | 0.78 | 0.114 | . | 1.297 | 42 | 19 | 2 | . | 63 | 5.776 | 6 | 0 | . | 11.776 | . | . | 2 | . | 2 | . | . | 1 | . | 1 | . | . | 0 | . | 0 | 33.043 | 23.598 | 8.996 | 0 | 65.637 | 4077 | 545 | 28 | 0 | 4650 | 784.646 | 226.803 | 9.029 | 0 | 1020.478
2024 | 2 | IA | 99999 | Adjustment 2024 | Preliminary |  | 26.054 | 13.935 | 0.063 | . | 40.052 | . | . | . | . | . | . | . | . | . | . | . | . | . | . | . | . | . | . | . | . | . | . | . | . | . | . | . | . | . | . | . | . | . | . | . | . | . | . | . | . | . | . | . | . | . | . | . | . | . | . | . | . | . | . | . | . | . | . | . | . | . | . | . | . | . | . | . | . | . | . | . | . | . | . | . | . | . | . | . | . | 26.054 | 13.935 | 0.063 | . | 40.052 | . | . | . | . | . | . | . | . | . | .
2024 | 2 | ID | 9187 | City of Idaho Falls - (ID) | Preliminary | AC | 1.117 | 0.09 | 0 | 0 | 1.207 | 154 | 5 | 0 | 0 | 159 | 0 | 0 | 0 | 0 | 0 | 0 | 0 | 0 | 0 | 0 | 0 | 0 | 0 | 0 | 0 | 0 | 0 | 0 | 0 | 0 | 0 | 0 | 0 | 0 | 0 | 0 | 0 | 0 | 0 | 0 | 0 | 0 | 0 | 0 | 0 | 0 | 0 | 0 | 0 | 0 | 0 | 0 | 0 | 0 | 0 | 0 | 0 | 0 | 0 | 0 | 0 | 0 | 0 | 0 | 0 | 0 | 0 | 0 | 0 | 0 | 0 | 0 | 0 | 0 | 0 | 0 | 0 | 0 | 0 | 0 | 0 | 0 | 0 | 0 | 0 | 1.117 | 0.09 | NM | 0 | 1.207 | 154 | 5 | 0 | 0 | 159 | 0 | 0 | 0 | 0 | 0
2024 | 2 | ID | 9191 | Idaho Power Co | Preliminary | DC | 129.475 | 8.525 | 20.805 | . | 158.805 | 16978 | 301 | 225 | . | 17504 | . | . | . | . | 0 | . | . | . | . | 0 | . | . | . | . | 0 | . | . | . | . | 0 | . | . | . | . | 0 | . | . | . | . | 0 | . | . | . | . | 0 | . | . | . | . | 0 | . | . | . | . | 0 | 0.103 | . | . | . | 0.103 | 23 | . | . | . | 23 | . | . | . | . | 0 | 0.076 | 0.085 | . | . | 0.161 | 7 | 4 | . | . | 11 | . | . | . | . | 0 | 129.654 | 8.61 | 20.805 | 0 | 159.069 | 17008 | 305 | 225 | 0 | 17538 | 0 | 0 | 0 | 0 | 0
2024 | 2 | ID | 10454 | Kootenai Electric Cooperative | Preliminary | DC | 1.364 | . | . | . | 1.364 | 186 | . | . | . | 186 | 0.052 | . | . | . | 0.052 | 54 | . | . | . | 54 | . | . | . | . | 0 | . | . | . | . | 0 | . | . | . | . | 0 | . | . | . | . | 0 | . | . | . | . | 0 | . | . | . | . | 0 | . | . | . | . | 0 | 0.018 | . | . | . | 0.018 | 5 | . | . | . | 5 | . | . | . | . | 0 | . | . | . | . | 0 | . | . | . | . | 0 | . | . | . | . | 0 | 1.434 | NM | NM | 0 | 1.434 | 245 | 0 | 0 | 0 | 245 | 0 | 0 | 0 | 0 | 0
2024 | 2 | ID | 11273 | Lower Valley Energy Inc | Preliminary | AC | 0.022 | . | . | . | 0.022 | 2 | . | . | . | 2 | . | . | . | . | 0 | . | . | . | . | 0 | . | . | . | . | 0 | . | . | . | . | 0 | . | . | . | . | 0 | . | . | . | . | 0 | . | . | . | . | 0 | . | . | . | . | 0 | . | . | . | . | 0 | 0.002 | . | . | . | 0.002 | 1 | . | . | . | 1 | . | . | . | . | 0 | . | . | . | . | 0 | . | . | . | . | 0 | . | . | . | . | 0 | 0.024 | NM | NM | 0 | 0.024 | 3 | 0 | 0 | 0 | 3 | 0 | 0 | 0 | 0 | 0
2024 | 2 | ID | 14354 | PacifiCorp | Preliminary | DC | 21.643 | 1.273 | 0.399 | 0 | 23.315 | 2592 | 65 | 7 | 0 | 2664 | . | . | . | . | 0 | . | . | . | . | 0 | . | . | . | . | 0 | 2.93 | 0.031 | 0 | 0 | 2.961 | 311 | 2 | 0 | 0 | 313 | 3.844 | 0.062 | 0 | 0 | 3.906 | . | . | . | . | 0 | . | . | . | . | 0 | . | . | . | . | 0 | 0.222 | 0.057 | 0 | 0 | 0.279 | 65 | 8 | 0 | 0 | 73 | . | . | . | . | 0 | 0.008 | 0 | 0 | 0 | 0.008 | 2 | 0 | 0 | 0 | 2 | . | . | . | . | 0 | 21.873 | 1.33 | 0.399 | 0 | 23.602 | 2659 | 73 | 7 | 0 | 2739 | 0 | 0 | 0 | 0 | 0
2024 | 2 | ID | 20169 | Avista Corp | Preliminary | AC | 3.691 | 0.629 | . | . | 4.32 | 574 | 30 | . | . | 604 | . | . | . | . | 0 | . | . | . | . | 0 | . | . | . | . | 0 | . | . | . | . | 0 | . | . | . | . | 0 | . | . | . | . | 0 | . | . | . | . | 0 | . | . | . | . | 0 | . | . | . | . | 0 | 0.013 | 0.002 | . | . | 0.015 | 5 | 1 | . | . | 6 | . | . | . | . | 0 | 0.014 | 0.065 | . | . | 0.079 | 3 | 1 | . | . | 4 | . | . | . | . | 0 | 3.718 | 0.696 | NM | 0 | 4.414 | 582 | 32 | 0 | 0 | 614 | 0 | 0 | 0 | 0 | 0
2024 | 2 | ID | 99999 | Adjustment 2024 | Preliminary |  | -24.577 | -1.331 | -3.698 | 0 | -29.606 | . | . | . | . | . | -0.009 | . | . | . | -0.009 | . | . | . | . | . | . | . | . | . | . | -0.511 | -0.005 | 0 | 0 | -0.516 | . | . | . | . | . | . | . | . | . | . | . | . | . | . | 0 | . | . | . | . | . | . | . | . | . | . | . | . | . | . | . | . | . | . | . | . | . | . | . | . | . | . | . | . | . | . | . | . | . | . | . | . | . | . | . | . | -24.586 | -1.331 | -3.698 | 0 | -29.615 | . | . | . | . | . | . | . | . | . | .
2024 | 2 | IL | 4110 | Commonwealth Edison Co | Preliminary | AC | 377.397 | 205.39 | . | . | 582.787 | 52574 | 1217 | . | . | 53791 | 91.924 | 70.319 | . | . | 162.243 | 19930 | 4086 | . | . | 24016 | . | . | . | . | 0 | . | . | . | . | 0 | . | . | . | . | 0 | . | . | . | . | 0 | . | . | . | . | 0 | . | . | . | . | 0 | . | . | . | . | 0 | 0.18 | 2.418 | . | . | 2.598 | 32 | 12 | . | . | 44 | . | . | . | . | 0 | . | 0.375 | . | . | 0.375 | . | 1 | . | . | 1 | . | . | . | . | 0 | 469.501 | 278.502 | NM | 0 | 748.003 | 72536 | 5316 | 0 | 0 | 77852 | 0 | 0 | 0 | 0 | 0
2024 | 2 | IL | 12341 | MidAmerican Energy Co | Preliminary | AC | 3.457 | 5.361 | 2.18 | . | 10.998 | 413 | 88 | 4 | . | 505 | . | . | . | . | 0 | . | . | . | . | 0 | 11.922 | 27.805 | . | . | 39.727 | . | . | . | . | 0 | . | . | . | . | 0 | . | . | . | . | 0 | . | . | . | . | 0 | . | . | . | . | 0 | . | . | . | . | 0 | 0.002 | 0.62 | . | . | 0.622 | 1 | 2 | . | . | 3 | . | . | . | . | 0 | . | . | . | . | 0 | . | . | . | . | 0 | . | . | . | . | 0 | 3.459 | 5.981 | 2.18 | 0 | 11.62 | 414 | 90 | 4 | 0 | 508 | 11.922 | 27.805 | 0 | 0 | 39.727
2024 | 2 | IL | 13032 | Mt Carmel Public Utility Co | Preliminary | AC | 0.479 | 0.171 | 0 | 0 | 0.65 | 43 | 8 | 0 | 0 | 51 | . | . | . | . | . | . | . | . | . | . | 22.501 | 4.504 | 0 | 0 | 27.005 | . | . | . | . | . | . | . | . | . | . | . | . | . | . | . | . | . | . | . | . | . | . | . | . | . | . | . | . | . | . | . | . | . | . | . | . | . | . | . | . | . | . | . | . | . | . | . | . | . | . | . | . | . | . | . | . | . | . | . | . | 0.479 | 0.171 | NM | 0 | 0.65 | 43 | 8 | 0 | 0 | 51 | 22.501 | 4.504 | 0 | 0 | 27.005
2024 | 2 | IL | 56697 | Ameren Illinois Company | Preliminary | DC | 189.701 | 157.147 | . | . | 346.848 | 19255 | 2113 | . | . | 21368 | 39.239 | 61.302 | . | . | 100.541 | 7506 | 1726 | . | . | 9232 | . | . | . | . | 0 | . | . | . | . | 0 | . | . | . | . | 0 | . | . | . | . | 0 | . | . | . | . | 0 | . | . | . | . | 0 | . | . | . | . | 0 | 0.353 | 0.126 | . | . | 0.479 | 73 | 20 | . | . | 93 | . | . | . | . | 0 | . | . | . | . | 0 | . | . | . | . | 0 | . | . | . | . | 0 | 229.293 | 218.575 | NM | 0 | 447.868 | 26834 | 3859 | 0 | 0 | 30693 | 0 | 0 | 0 | 0 | 0
2024 | 2 | IL | 99999 | Adjustment 2024 | Preliminary |  | 18.548 | -12.178 | 0.805 | . | 7.175 | . | . | . | . | . | -6.843 | -10.691 | . | . | -17.534 | . | . | . | . | . | . | . | . | . | . | . | . | . | . | 0 | . | . | . | . | . | . | . | . | . | . | . | . | . | . | 0 | . | . | . | . | . | . | . | . | . | . | . | . | . | . | . | . | . | . | . | . | . | . | . | . | . | . | . | . | . | . | . | . | . | . | . | . | . | . | . | . | 11.705 | -22.87 | 0.805 | . | -10.36 | . | . | . | . | . | . | . | . | . | .
2024 | 2 | IN | 9273 | Indianapolis Power & Light Co | Preliminary | AC | 7.429 | 5.219 | . | . | 12.648 | 1020 | 89 | . | . | 1109 | . | . | . | . | 0 | . | . | . | . | 0 | . | . | . | . | 0 | . | . | . | . | 0 | . | . | . | . | 0 | . | . | . | . | 0 | . | . | . | . | 0 | . | . | . | . | 0 | . | . | . | . | 0 | . | 0.05 | . | . | 0.05 | . | 1 | . | . | 1 | . | . | . | . | 0 | . | . | . | . | 0 | . | . | . | . | 0 | . | . | . | . | 0 | 7.429 | 5.269 | NM | 0 | 12.698 | 1020 | 90 | 0 | 0 | 1110 | 0 | 0 | 0 | 0 | 0
2024 | 2 | IN | 9324 | Indiana Michigan Power Co | Preliminary | AC | 13.339 | 17.205 | 5.096 | 0 | 35.64 | 1502 | 223 | 21 | . | 1746 | 0 | 0 | 0 | 0 | 0 | 0 | 0 | 0 | 0 | 0 | 477.766 | 475.866 | 111.853 | 0 | 1065.485 | 1.518 | 0 | 0.05 | 0 | 1.568 | 318 | 0 | 1 | 0 | 319 | 3.721 | 0 | 0.038 | 0 | 3.759 | 0 | 0 | 0 | 0 | 0 | 0 | 0 | 0 | 0 | 0 | 0 | 0 | 0 | 0 | 0 | 0.095 | 0.025 | 0.01 | 0 | 0.13 | 23 | 6 | 1 | 0 | 30 | 0.409 | 0 | 0 | 0 | 0.409 | 0 | 0.24 | 0 | 0 | 0.24 | 0 | 1 | 0 | 0 | 1 | 0 | 0 | 0 | 0 | 0 | 13.434 | 17.47 | 5.106 | 0 | 36.01 | 1525 | 230 | 22 | 0 | 1777 | 478.175 | 475.866 | 111.853 | 0 | 1065.894
2024 | 2 | IN | 13756 | Northern Indiana Pub Serv Co | Preliminary | AC | 12.511 | 45.703 | . | . | 58.214 | 1347 | 184 | . | . | 1531 | . | . | . | . | 0 | . | . | . | . | 0 | 429.395 | 997.116 | . | . | 1426.511 | . | . | . | . | 0 | . | . | . | . | 0 | . | . | . | . | 0 | . | . | . | . | 0 | . | . | . | . | 0 | . | . | . | . | 0 | 0.095 | 1.822 | . | . | 1.917 | 21 | 6 | . | . | 27 | 0.432 | 103.4 | . | . | 103.832 | . | . | . | . | 0 | . | . | . | . | 0 | . | . | . | . | 0 | 12.606 | 47.525 | NM | 0 | 60.131 | 1368 | 190 | 0 | 0 | 1558 | 429.827 | 1100.516 | 0 | 0 | 1530.343
2024 | 2 | IN | 15470 | Duke Energy Indiana, LLC | Preliminary | AC | 30.287 | 47.865 | 4.299 | 0 | 82.451 | 3785 | 441 | 9 | 0 | 4235 | . | . | . | . | 0 | . | . | . | . | 0 | . | . | . | . | 0 | . | . | . | . | 0 | . | . | . | . | 0 | . | . | . | . | 0 | . | . | . | . | 0 | . | . | . | . | 0 | . | . | . | . | 0 | 0.061 | 2.13 | 0 | 0 | 2.191 | 22 | 10 | 0 | 0 | 32 | . | . | . | . | 0 | . | . | . | . | 0 | . | . | . | . | 0 | . | . | . | . | 0 | 30.348 | 49.995 | 4.299 | 0 | 84.642 | 3807 | 451 | 9 | 0 | 4267 | 0 | 0 | 0 | 0 | 0
2024 | 2 | IN | 17633 | Southern Indiana Gas & Elec Co | Preliminary | AC | 8.916 | 11.101 | . | . | 20.017 | 838 | 126 | . | . | 964 | . | . | . | . | 0 | . | . | . | . | 0 | 0 | 0 | . | . | 0 | . | . | . | . | 0 | . | . | . | . | 0 | . | . | . | . | 0 | . | . | . | . | 0 | . | . | . | . | 0 | . | . | . | . | 0 | 0.002 | 0.002 | . | . | 0.004 | 1 | 1 | . | . | 2 | 0 | 0 | . | . | 0 | . | . | . | . | 0 | . | . | . | . | 0 | . | . | . | . | 0 | 8.918 | 11.103 | NM | 0 | 20.021 | 839 | 127 | 0 | 0 | 966 | 0 | 0 | 0 | 0 | 0
2024 | 2 | IN | 99999 | Adjustment 2024 | Preliminary |  | 24.795 | 1.67 | 2.106 | . | 28.571 | . | . | . | . | . | . | . | . | . | . | . | . | . | . | . | . | . | . | . | . | . | . | . | . | . | . | . | . | . | . | . | . | . | . | . | . | . | . | . | . | . | . | . | . | . | . | . | . | . | . | . | . | . | . | . | . | . | . | . | . | . | . | . | . | . | . | . | . | . | . | . | . | . | . | . | . | . | . | . | . | 24.795 | 1.67 | 2.106 | . | 28.571 | . | . | . | . | . | . | . | . | . | .
2024 | 2 | KS | 5860 | Empire District Electric Co | Preliminary | AC | 0.86 | 0.419 | . | . | 1.279 | 79 | 18 | . | . | 97 | . | . | . | . | 0 | . | . | . | . | 0 | 1.167 | . | . | . | 0 | . | . | . | . | 0 | . | . | . | . | 0 | . | . | . | . | 0 | . | . | . | . | 0 | . | . | . | . | 0 | . | . | . | . | 0 | . | . | . | . | 0 | . | . | . | . | 0 | . | . | . | . | 0 | . | . | . | . | 0 | . | . | . | . | 0 | . | . | . | . | 0 | 0.86 | 0.419 | NM | 0 | 1.279 | 79 | 18 | 0 | 0 | 97 | 1.167 | 0 | 0 | 0 | 1.167
2024 | 2 | KS | 9996 | City of Kansas City - (KS) | Preliminary | AC | 1.821 | 1.062 | . | . | 2.883 | 274 | 20 | . | . | 294 | 0.023 | 0.402 | . | . | 0.425 | 23 | 3 | . | . | 26 | 53.864 | 7.003 | . | . | 60.867 | . | . | . | . | 0 | . | . | . | . | 0 | . | . | . | . | 0 | . | . | . | . | 0 | . | . | . | . | 0 | . | . | . | . | 0 | . | . | . | . | 0 | . | . | . | . | 0 | . | . | . | . | 0 | . | . | . | . | 0 | . | . | . | . | 0 | . | . | . | . | 0 | 1.844 | 1.464 | NM | 0 | 3.308 | 297 | 23 | 0 | 0 | 320 | 53.864 | 7.003 | 0 | 0 | 60.867
2024 | 2 | KS | 10000 | Evergy Metro | Preliminary | DC | 11.944 | 3.86 | 0.439 | . | 16.243 | 1349 | 94 | 6 | . | 1449 | 1.932 | 0.007 | . | . | 1.939 | 503 | 1 | . | . | 504 | 432.284 | 63.037 | 4.412 | . | 499.733 | . | . | . | . | 0 | . | . | . | . | 0 | . | . | . | . | 0 | . | . | . | . | 0 | . | . | . | . | 0 | . | . | . | . | 0 | 0.01 | 0.022 | . | . | 0.032 | 3 | 3 | . | . | 6 | 0.263 | 1.017 | . | . | 1.28 | . | . | . | . | 0 | . | . | . | . | 0 | . | . | . | . | 0 | 13.886 | 3.889 | 0.439 | 0 | 18.214 | 1855 | 98 | 6 | 0 | 1959 | 432.547 | 64.054 | 4.412 | 0 | 501.013
2024 | 2 | KS | 10005 | Evergy Kansas South, Inc | Preliminary | AC | 18.442 | 4.02 | 0.142 | . | 22.604 | 2333 | 81 | 5 | . | 2419 | 0.343 | 0.198 | . | . | 0.541 | 198 | 8 | . | . | 206 | 687.048 | 86.145 | 1.519 | . | 774.712 | . | . | . | . | 0 | . | . | . | . | 0 | . | . | . | . | 0 | . | . | . | . | 0 | . | . | . | . | 0 | . | . | . | . | 0 | 0.032 | 0.002 | . | . | 0.034 | 9 | 1 | . | . | 10 | 0.935 | 0 | . | . | 0.935 | 0.2 | . | . | . | 0.2 | 3 | . | . | . | 3 | 0.945 | . | . | . | 0.945 | 19.017 | 4.22 | 0.142 | 0 | 23.379 | 2543 | 90 | 5 | 0 | 2638 | 688.928 | 86.145 | 1.519 | 0 | 776.592
2024 | 2 | KS | 22500 | Evergy Kansas Central, Inc | Preliminary | AC | 20.717 | 6.605 | 0.759 | . | 28.081 | 2489 | 171 | 5 | . | 2665 | 0.461 | 0.019 | . | . | 0.48 | 309 | 5 | . | . | 314 | 666.179 | 93.6 | 2.747 | . | 762.526 | . | . | . | . | 0 | . | . | . | . | 0 | . | . | . | . | 0 | . | . | . | . | 0 | . | . | . | . | 0 | . | . | . | . | 0 | 0.085 | 0.359 | . | . | 0.444 | 15 | 11 | . | . | 26 | 0.818 | 1.04 | . | . | 1.858 | 0.008 | 0.01 | . | . | 0.018 | 3 | 1 | . | . | 4 | 0.038 | 0 | . | . | 0.038 | 21.271 | 6.993 | 0.759 | 0 | 29.023 | 2816 | 188 | 5 | 0 | 3009 | 667.035 | 94.64 | 2.747 | 0 | 764.422
2024 | 2 | KS | 99999 | Adjustment 2024 | Preliminary |  | 7.229 | 0.874 | -0.077 | . | 8.026 | . | . | . | . | . | -0.337 | -0.001 | . | . | -0.338 | . | . | . | . | . | . | . | . | . | . | . | . | . | . | 0 | . | . | . | . | . | . | . | . | . | . | . | . | . | . | 0 | . | . | . | . | . | . | . | . | . | . | . | . | . | . | . | . | . | . | . | . | . | . | . | . | . | . | . | . | . | . | . | . | . | . | . | . | . | . | . | . | 6.892 | 0.873 | -0.077 | . | 7.688 | . | . | . | . | . | . | . | . | . | .
2024 | 2 | KY | 9964 | Kenergy Corp | Preliminary | AC | 4.637 | 1.112 | 0 | 0 | 5.749 | 421 | 50 | 0 | 0 | 471 | . | . | . | . | 0 | . | . | . | . | 0 | . | . | . | . | 0 | . | . | . | . | 0 | . | . | . | . | 0 | . | . | . | . | 0 | . | . | . | . | 0 | . | . | . | . | 0 | . | . | . | . | 0 | . | . | . | . | 0 | . | . | . | . | 0 | . | . | . | . | 0 | . | . | . | . | 0 | . | . | . | . | 0 | . | . | . | . | 0 | 4.637 | 1.112 | NM | 0 | 5.749 | 421 | 50 | 0 | 0 | 471 | 0 | 0 | 0 | 0 | 0
2024 | 2 | KY | 10171 | Kentucky Utilities Co | Preliminary | DC | 18.874 | 3.668 | 0.07 | 0 | 22.612 | 2140 | 215 | 3 | 0 | 2358 | . | . | . | . | 0 | . | . | . | . | 0 | 703.902 | 136.15 | 0.8 | 0 | 840.852 | 1.006 | 0.057 | . | . | 1.063 | 164 | 5 | . | . | 169 | 0 | 0 | . | . | 0 | . | . | . | . | 0 | . | . | . | . | 0 | . | . | . | . | 0 | 0.009 | 0.002 | . | . | 0.011 | 4 | 1 | . | . | 5 | 0 | 0.009 | . | . | 0.009 | . | . | 0.05 | . | 0.05 | . | . | 1 | . | 1 | . | . | . | . | 0 | 18.883 | 3.67 | 0.12 | 0 | 22.673 | 2144 | 216 | 4 | 0 | 2364 | 703.902 | 136.159 | 0.8 | 0 | 840.861
2024 | 2 | KY | 11249 | Louisville Gas & Electric Co | Preliminary | DC | 20.259 | 1.463 | 0 | . | 21.722 | 2589 | 77 | 0 | . | 2666 | . | . | . | . | 0 | . | . | . | . | 0 | 588.12 | 33.542 | 0 | . | 621.662 | 0.627 | 0.02 | . | . | 0.647 | 92 | 2 | . | . | 94 | 0 | 0 | . | . | 0 | . | . | . | . | 0 | . | . | . | . | 0 | . | . | . | . | 0 | 0.008 | 0.006 | . | . | 0.014 | 3 | 2 | . | . | 5 | 0.031 | 0.006 | . | . | 0.037 | . | . | . | . | 0 | . | . | . | . | 0 | . | . | . | . | 0 | 20.267 | 1.469 | NM | 0 | 21.736 | 2592 | 79 | 0 | 0 | 2671 | 588.151 | 33.548 | 0 | 0 | 621.699
2024 | 2 | KY | 17564 | South Kentucky Rural E C C | Preliminary | AC | 1.258 | 0.133 | 0.073 | . | 1.464 | 143 | 9 | 2 | . | 154 | . | . | . | . | 0 | . | . | . | . | 0 | 30.751 | 4.559 | 0.141 | . | 35.451 | . | . | . | . | 0 | . | . | . | . | 0 | . | . | . | . | 0 | . | . | . | . | 0 | . | . | . | . | 0 | . | . | . | . | 0 | . | . | . | . | 0 | . | . | . | . | 0 | . | . | . | . | 0 | . | . | . | . | 0 | . | . | . | . | 0 | . | . | . | . | 0 | 1.258 | 0.133 | 0.073 | 0 | 1.464 | 143 | 9 | 2 | 0 | 154 | 30.751 | 4.559 | 0.141 | 0 | 35.451
2024 | 2 | KY | 19446 | Duke Energy Kentucky | Preliminary | AC | 5.455 | 0.806 | 0.017 | . | 6.278 | 796 | 18 | 2 | . | 816 | . | . | . | . | 0 | . | . | . | . | 0 | . | . | . | . | 0 | . | . | . | . | 0 | . | . | . | . | 0 | . | . | . | . | 0 | . | . | . | . | 0 | . | . | . | . | 0 | . | . | . | . | 0 | . | . | . | . | 0 | . | . | . | . | 0 | . | . | . | . | 0 | . | . | . | . | 0 | . | . | . | . | 0 | . | . | . | . | 0 | 5.455 | 0.806 | 0.017 | 0 | 6.278 | 796 | 18 | 2 | 0 | 816 | 0 | 0 | 0 | 0 | 0
2024 | 2 | KY | 22053 | Kentucky Power Co | Preliminary | AC | 2.443 | 0.879 | 0.03 | . | 3.352 | 259 | 32 | 1 | . | 292 | 0 | 0 | 0 | 0 | 0 | 0 | 0 | 0 | 0 | 0 | 78.122 | 7.654 | 0 | 0 | 85.776 | 0.286 | 0 | 0.01 | 0 | 0.296 | 53 | 0 | 1 | 0 | 54 | 0.755 | 0 | 0.01 | 0 | 0.765 | 0 | 0 | 0 | 0 | 0 | 0 | 0 | 0 | 0 | 0 | 0 | 0 | 0 | 0 | 0 | 0 | 0 | . | 0 | 0 | 0 | 0 | 0 | 0 | 0 | 0 | 0 | 0 | 0 | 0 | 0 | 0 | 0 | 0 | 0 | 0 | 0 | 0 | 0 | 0 | 0 | 0 | 0 | 0 | 0 | 2.443 | 0.879 | 0.03 | 0 | 3.352 | 259 | 32 | 1 | 0 | 292 | 78.122 | 7.654 | 0 | 0 | 85.776
2024 | 2 | KY | 49998 | City of Berea Municipal Utility | Preliminary | AC | 0.126 | 0.261 | 0 | 0 | 0.387 | 23 | 8 | 0 | 0 | 31 | 0 | 0 | 0 | 0 | 0 | 0 | 0 | 0 | 0 | 0 | 2.466 | 0.307 | 0 | 0 | 2.773 | 0 | 0 | 0 | 0 | 0 | 0 | 0 | 0 | 0 | 0 | 0 | 0 | 0 | 0 | 0 | 0 | 0 | 0 | 0 | 0 | 0 | 0 | 0 | 0 | 0 | 0 | 0 | 0 | 0 | 0 | 0 | 0 | 0 | 0 | 0 | 0 | 0 | 0 | 0 | 0 | 0 | 0 | 0 | 0 | 0 | 0 | 0 | 0 | 0 | 0 | 0 | 0 | 0 | 0 | 0 | 0 | 0 | 0 | 0 | 0 | 0.126 | 0.261 | NM | 0 | 0.387 | 23 | 8 | 0 | 0 | 31 | 2.466 | 0.307 | 0 | 0 | 2.773
2024 | 2 | KY | 99999 | Adjustment 2024 | Preliminary |  | 20.246 | 2.345 | -0.012 | 0 | 22.579 | . | . | . | . | . | . | . | . | . | 0 | . | . | . | . | . | . | . | . | . | . | -0.285 | -0.013 | . | . | -0.298 | . | . | . | . | . | . | . | . | . | . | . | . | . | . | 0 | . | . | . | . | . | . | . | . | . | . | . | . | . | . | . | . | . | . | . | . | . | . | . | . | . | . | . | . | . | . | . | . | . | . | . | . | . | . | . | . | 20.246 | 2.345 | -0.012 | 0 | 22.579 | . | . | . | . | . | . | . | . | . | .
2024 | 2 | LA | 3265 | Cleco Power LLC | Preliminary | AC | 20.768 | 1.463 | 0 | 0 | 22.231 | 3630 | 124 | 0 | 0 | 3754 | . | . | . | . | 0 | . | . | . | . | 0 | . | . | . | . | 0 | . | . | . | . | 0 | . | . | . | . | 0 | . | . | . | . | 0 | . | . | . | . | 0 | . | . | . | . | 0 | . | . | . | . | 0 | 0.008 | . | . | . | 0.008 | 4 | . | . | . | 4 | . | . | . | . | 0 | . | . | . | . | 0 | . | . | . | . | 0 | . | . | . | . | 0 | 20.776 | 1.463 | NM | 0 | 22.239 | 3634 | 124 | 0 | 0 | 3758 | 0 | 0 | 0 | 0 | 0
2024 | 2 | LA | 11241 | Entergy Louisiana LLC | Preliminary | DC | 83.045 | 7.992 | 0.097 | . | 91.134 | 12794 | 581 | 4 | . | 13379 | . | . | . | . | 0 | . | . | . | . | 0 | . | . | . | . | 0 | . | . | . | . | 0 | . | . | . | . | 0 | . | . | . | . | 0 | . | . | . | . | 0 | . | . | . | . | 0 | . | . | . | . | 0 | . | . | . | . | 0 | . | . | . | . | 0 | . | . | . | . | 0 | . | . | . | . | 0 | . | . | . | . | 0 | . | . | . | . | 0 | 83.045 | 7.992 | 0.097 | 0 | 91.134 | 12794 | 581 | 4 | 0 | 13379 | 0 | 0 | 0 | 0 | 0
2024 | 2 | LA | 13478 | Entergy New Orleans, LLC | Preliminary | DC | 53.631 | 1.812 | . | . | 55.443 | 9289 | 76 | . | . | 9365 | . | . | . | . | 0 | . | . | . | . | 0 | . | . | . | . | 0 | . | . | . | . | 0 | . | . | . | . | 0 | . | . | . | . | 0 | . | . | . | . | 0 | . | . | . | . | 0 | . | . | . | . | 0 | . | . | . | . | 0 | . | . | . | . | 0 | . | . | . | . | 0 | . | . | . | . | 0 | . | . | . | . | 0 | . | . | . | . | 0 | 53.631 | 1.812 | NM | 0 | 55.443 | 9289 | 76 | 0 | 0 | 9365 | 0 | 0 | 0 | 0 | 0
2024 | 2 | LA | 17698 | Southwestern Electric Power Co | Preliminary | AC | 7.824 | 1.591 | 0.006 | . | 9.421 | 1386 | 103 | 1 | . | 1490 | . | . | . | . | 0 | . | . | . | . | 0 | 211.761 | 7.107 | 0.37 | . | 219.238 | 0.01 | . | . | . | 0.01 | 1 | . | . | . | 1 | 0.148 | . | . | . | 0.148 | . | . | . | . | 0 | . | . | . | . | 0 | . | . | . | . | 0 | . | . | . | . | 0 | . | . | . | . | 0 | . | . | . | . | 0 | . | . | . | . | 0 | . | . | . | . | 0 | . | . | . | . | 0 | 7.824 | 1.591 | 0.006 | 0 | 9.421 | 1386 | 103 | 1 | 0 | 1490 | 211.761 | 7.107 | 0.37 | 0 | 219.238
2024 | 2 | LA | 99999 | Adjustment 2024 | Preliminary |  | 7.434 | 0.459 | -0.017 | . | 7.876 | . | . | . | . | . | . | . | . | . | 0 | . | . | . | . | . | . | . | . | . | . | . | . | . | . | 0 | . | . | . | . | . | . | . | . | . | . | . | . | . | . | 0 | . | . | . | . | . | . | . | . | . | . | . | . | . | . | . | . | . | . | . | . | . | . | . | . | . | . | . | . | . | . | . | . | . | . | . | . | . | . | . | . | 7.434 | 0.459 | -0.017 | . | 7.876 | . | . | . | . | . | . | . | . | . | .
2024 | 2 | MA | 6374 | Fitchburg Gas & Elec Light Co | Preliminary | AC | 20.401 | 2.133 | 0.991 | . | 23.525 | 3066 | 37 | 5 | . | 3108 | 0.408 | 11.055 | . | . | 11.463 | 46 | 33 | . | . | 79 | 16.997 | 1.164 | . | . | 18.161 | 0.129 | . | . | . | 0.129 | 19 | . | . | . | 19 | 0.232 | . | . | . | 0.232 | . | . | . | . | 0 | . | . | . | . | 0 | . | . | . | . | 0 | . | . | . | . | 0 | . | . | . | . | 0 | . | . | . | . | 0 | 0.002 | . | . | . | 0.002 | 2 | . | . | . | 2 | . | . | . | . | 0 | 20.811 | 13.188 | 0.991 | 0 | 34.99 | 3114 | 70 | 5 | 0 | 3189 | 16.997 | 1.164 | 0 | 0 | 18.161
2024 | 2 | MA | 8774 | City of Holyoke - (MA) | Preliminary | DC | 0.088 | 0.021 | . | . | 0.109 | 12 | 3 | . | . | 15 | . | . | . | . | 0 | . | . | . | . | 0 | . | . | . | . | 0 | . | . | . | . | 0 | . | . | . | . | 0 | . | . | . | . | 0 | . | . | . | . | 0 | . | . | . | . | 0 | . | . | . | . | 0 | . | . | . | . | 0 | . | . | . | . | 0 | . | . | . | . | 0 | . | . | . | . | 0 | . | . | . | . | 0 | . | . | . | . | 0 | 0.088 | 0.021 | NM | 0 | 0.109 | 12 | 3 | 0 | 0 | 15 | 0 | 0 | 0 | 0 | 0
2024 | 2 | MA | 11804 | Massachusetts Electric Co | Preliminary | AC | 612.171 | 691.825 | 0.107 | . | 1304.103 | 93047 | 2459 | 7 | . | 95513 | . | . | . | . | 0 | . | . | . | . | 0 | . | . | . | . | 0 | 0.472 | . | . | . | 0.472 | 67 | . | . | . | 67 | . | . | . | . | 0 | . | . | . | . | 0 | . | . | . | . | 0 | . | . | . | . | 0 | 0.194 | 21.187 | . | . | 21.381 | 29 | 23 | . | . | 52 | . | . | . | . | 0 | 0.169 | 4.525 | . | . | 4.694 | 66 | 25 | . | . | 91 | . | . | . | . | 0 | 612.534 | 717.537 | 0.107 | 0 | 1330.178 | 93142 | 2507 | 7 | 0 | 95656 | 0 | 0 | 0 | 0 | 0
2024 | 2 | MA | 13206 | Nantucket Electric Co | Preliminary | AC | 3.724 | 1.146 | . | . | 4.87 | 251 | 34 | . | . | 285 | . | . | . | . | 0 | . | . | . | . | 0 | . | . | . | . | 0 | . | . | . | . | 0 | . | . | . | . | 0 | . | . | . | . | 0 | . | . | . | . | 0 | . | . | . | . | 0 | . | . | . | . | 0 | 0.001 | 0.4 | . | . | 0.401 | 1 | 2 | . | . | 3 | . | . | . | . | 0 | . | . | . | . | 0 | . | . | . | . | 0 | . | . | . | . | 0 | 3.725 | 1.546 | NM | 0 | 5.271 | 252 | 36 | 0 | 0 | 288 | 0 | 0 | 0 | 0 | 0
2024 | 2 | MA | 15748 | Town of Reading - (MA) | Preliminary | AC | 2.115 | 2.529 | 0 | 0 | 4.644 | 270 | 22 | 0 | 0 | 292 | 0 | 0 | 0 | 0 | . | 0 | 0 | 0 | 0 | . | 39.196 | 19.109 | 0 | 0 | 58.305 | 0.219 | 0 | 0 | 0 | 0.219 | 21 | 0 | 0 | 0 | 21 | 0.437 | 0 | 0 | 0 | 0.437 | 0 | 0 | 0 | 0 | . | 0 | 0 | 0 | 0 | . | 0 | 0 | 0 | 0 | . | 0 | 0 | 0 | 0 | . | 0 | 0 | 0 | 0 | . | 0 | 0 | 0 | 0 | . | 0 | 0 | 0 | 0 | . | 0 | 0 | 0 | 0 | . | 0 | 0 | 0 | 0 | . | 2.115 | 2.529 | NM | 0 | 4.644 | 270 | 22 | 0 | 0 | 292 | 39.196 | 19.109 | 0 | 0 | 58.305
2024 | 2 | MA | 54913 | NSTAR Electric Company | Preliminary | AC | 583.391 | 714.215 | 72.113 | . | 1369.719 | 72905 | 1866 | 191 | . | 74962 | . | . | . | . | 0 | . | . | . | . | 0 | . | . | . | . | 0 | 18.748 | 118.565 | 1.15 | . | 138.463 | 1697 | 93 | 5 | . | 1795 | . | . | . | . | 0 | 1.582 | 5.525 | . | . | 7.107 | 202 | 10 | . | . | 212 | . | . | . | . | 0 | 0.546 | 32.341 | 4.16 | . | 37.047 | 82 | 26 | 3 | . | 111 | . | . | . | . | 0 | . | . | . | . | 0 | . | . | . | . | 0 | . | . | . | . | 0 | 583.937 | 746.556 | 76.273 | 0 | 1406.766 | 72987 | 1892 | 194 | 0 | 75073 | 0 | 0 | 0 | 0 | 0
2024 | 2 | MA | 99999 | Adjustment 2024 | Preliminary |  | 18.2 | 13.071 | 11.949 | . | 43.22 | . | . | . | . | . | . | . | . | . | 0 | . | . | . | . | . | . | . | . | . | . | . | . | . | . | 0 | . | . | . | . | . | . | . | . | . | . | . | . | . | . | 0 | . | . | . | . | . | . | . | . | . | . | . | . | . | . | . | . | . | . | . | . | . | . | . | . | . | . | . | . | . | . | . | . | . | . | . | . | . | . | . | . | 18.2 | 13.071 | 11.949 | . | 43.22 | . | . | . | . | . | . | . | . | . | .
2024 | 2 | MD | 1167 | Baltimore Gas & Electric Co | Preliminary | AC | 347.478 | 83.831 | 0 | 0 | 431.309 | 44771 | 946 | 0 | 0 | 45717 | 0 | 148.922 | 0 | 0 | 148.922 | 0 | 1559 | 0 | 0 | 1559 | . | . | . | . | 0 | . | . | . | . | 0 | . | . | . | . | 0 | . | . | . | . | 0 | . | . | . | . | 0 | . | . | . | . | 0 | . | . | . | . | 0 | 0.079 | 0.022 | 0 | 0 | 0.101 | 22 | 5 | 0 | 0 | 27 | . | . | . | . | 0 | . | . | . | . | 0 | . | . | . | . | 0 | . | . | . | . | 0 | 347.557 | 232.775 | NM | 0 | 580.332 | 44793 | 2510 | 0 | 0 | 47303 | 0 | 0 | 0 | 0 | 0
2024 | 2 | MD | 5027 | Delmarva Power | Preliminary | AC | 59.88 | 35.956 | 2.776 | 0 | 98.612 | 6343 | 234 | 4 | 0 | 6581 | . | . | . | . | 0 | . | . | . | . | 0 | . | . | . | . | 0 | . | . | . | . | 0 | . | . | . | . | 0 | . | . | . | . | 0 | . | . | . | . | 0 | . | . | . | . | 0 | . | . | . | . | 0 | 0.103 | 0.812 | 0 | 0 | 0.915 | 18 | 4 | 0 | 0 | 22 | . | . | . | . | 0 | . | . | . | . | 0 | . | . | . | . | 0 | . | . | . | . | 0 | 59.983 | 36.768 | 2.776 | 0 | 99.527 | 6361 | 238 | 4 | 0 | 6603 | 0 | 0 | 0 | 0 | 0
2024 | 2 | MD | 15263 | The Potomac Edison Company | Preliminary | AC | 71.294 | 34.599 | 15.311 | 0 | 121.204 | 7722 | 164 | 13 | 0 | 7899 | 0.249 | 3.248 | 0 | 0 | 3.497 | 8 | 15 | 0 | 0 | 23 | 0 | 0 | 0 | 0 | 0 | 4.718 | 0.02 | 0 | 0 | 4.738 | 300 | 1 | 0 | 0 | 301 | 0 | 0 | 0 | 0 | 0 | 0 | 0 | 0 | 0 | 0 | 0 | 0 | 0 | 0 | 0 | 0 | 0 | 0 | 0 | 0 | 0.095 | 0.023 | 0 | 0 | 0.118 | 28 | 6 | 0 | 0 | 34 | 0 | 0 | 0 | 0 | 0 | 0 | 0 | 0 | 0 | 0 | 0 | 0 | 0 | 0 | 0 | 0 | 0 | 0 | 0 | 0 | 71.638 | 37.87 | 15.311 | 0 | 124.819 | 7758 | 185 | 13 | 0 | 7956 | 0 | 0 | 0 | 0 | 0
2024 | 2 | MD | 15270 | Potomac Electric Power Co | Preliminary | AC | 264.456 | 60.571 | . | . | 325.027 | 32511 | 383 | . | . | 32894 | . | . | . | . | 0 | . | . | . | . | 0 | . | . | . | . | 0 | . | . | . | . | 0 | . | . | . | . | 0 | . | . | . | . | 0 | . | . | . | . | 0 | . | . | . | . | 0 | . | . | . | . | 0 | 0.016 | 0.002 | . | . | 0.018 | 1 | 1 | . | . | 2 | . | . | . | . | 0 | . | . | . | . | 0 | . | . | . | . | 0 | . | . | . | . | 0 | 264.472 | 60.573 | NM | 0 | 325.045 | 32512 | 384 | 0 | 0 | 32896 | 0 | 0 | 0 | 0 | 0
2024 | 2 | MD | 17637 | Southern Maryland Elec Coop Inc | Preliminary | AC | 78.495 | 4.851 | 0 | 0 | 83.346 | 8565 | 66 | 0 | 0 | 8631 | 0 | 0 | 0 | 0 | 0 | 0 | 0 | 0 | 0 | 0 | 2583.334 | 95.218 | 0 | 0 | 2678.552 | 1.085 | 0 | 0 | 0 | 1.085 | 153 | 0 | 0 | 0 | 153 | 2.559 | 0 | 0 | 0 | 2.559 | 0 | 0 | 0 | 0 | 0 | 0 | 0 | 0 | 0 | 0 | 0 | 0 | 0 | 0 | 0 | 0.02 | 0.016 | 0 | 0 | 0.036 | 3 | 3 | 0 | 0 | 6 | 0.781 | 0.04 | 0 | 0 | 0.821 | 0 | 0.32 | 0 | 0 | 0.32 | 0 | 1 | 0 | 0 | 1 | 0 | 0 | 0 | 0 | 0 | 78.515 | 5.187 | NM | 0 | 83.702 | 8568 | 70 | 0 | 0 | 8638 | 2584.115 | 95.258 | 0 | 0 | 2679.373
2024 | 2 | MD | 99999 | Adjustment 2024 | Preliminary |  | 20.244 | 18.5 | 2.915 | . | 41.659 | . | . | . | . | . | . | . | . | . | . | . | . | . | . | . | . | . | . | . | . | . | . | . | . | . | . | . | . | . | . | . | . | . | . | . | . | . | . | . | . | . | . | . | . | . | . | . | . | . | . | . | . | . | . | . | . | . | . | . | . | . | . | . | . | . | . | . | . | . | . | . | . | . | . | . | . | . | . | . | . | 20.244 | 18.5 | 2.915 | . | 41.659 | . | . | . | . | . | . | . | . | . | .
2024 | 2 | ME | 1179 | Versant Power | Preliminary | AC | 10.715 | 27.54 | 0.026 | 0 | 38.281 | 1504 | 214 | 1 | 0 | 1719 | 0.523 | 47.125 | 0 | 0 | 47.648 | 106 | 4333 | 0 | 0 | 4439 | . | . | . | . | 0 | 0.139 | 0 | 0 | 0 | 0.139 | 16 | 0 | 0 | 0 | 16 | 0.258 | 0 | 0 | 0 | 0.258 | 0 | 0 | 0 | 0 | 0 | 0 | 0 | 0 | 0 | 0 | 0 | 0 | 0 | 0 | 0 | 0.336 | 0.182 | 0.6 | 0 | 1.118 | 95 | 17 | 1 | 0 | 113 | . | . | . | . | 0 | 0 | 4.355 | 1.92 | 0 | 6.275 | 0 | 7 | 1 | 0 | 8 | . | . | . | . | 0 | 11.574 | 79.202 | 2.546 | 0 | 93.322 | 1705 | 4571 | 3 | 0 | 6279 | 0 | 0 | 0 | 0 | 0
2024 | 2 | ME | 3266 | Central Maine Power Co | Preliminary | AC | 78.431 | 509.675 | 0 | 0 | 588.106 | 9650 | 1160 | 0 | 0 | 10810 | 0 | 469.457 | 0 | 0 | 469.457 | 0 | 40823 | 0 | 0 | 40823 | 2853.205 | 25997.471 | 0 | 0 | 28850.676 | 0 | 0 | 0 | 0 | 0 | 0 | 0 | 0 | 0 | 0 | 0 | 0 | 0 | 0 | 0 | 0 | 0 | 0 | 0 | 0 | 0 | 0 | 0 | 0 | 0 | 0 | 0 | 0 | 0 | 0 | 0.522 | 4.831 | 0 | 0 | 5.353 | 193 | 34 | 0 | 0 | 227 | 4.37 | 962.123 | 0 | 0 | 966.493 | 0.136 | 26.993 | 0 | 0 | 27.129 | 4 | 32 | 0 | 0 | 36 | 0 | 9019.687 | 0 | 0 | 9019.687 | 79.089 | 1010.956 | NM | 0 | 1090.045 | 9847 | 42049 | 0 | 0 | 51896 | 2857.575 | 35979.281 | 0 | 0 | 38836.856
2024 | 2 | ME | 5609 | Eastern Maine Electric Coop | Preliminary | AC | 0.171 | 0.105 | . | . | 0.276 | 24 | 3 | . | . | 27 | . | . | . | . | 0 | . | . | . | . | 0 | . | . | . | . | 0 | . | . | . | . | 0 | . | . | . | . | 0 | . | . | . | . | 0 | . | . | . | . | 0 | . | . | . | . | 0 | . | . | . | . | 0 | 0.048 | . | . | . | 0.048 | 8 | . | . | . | 8 | . | . | . | . | 0 | . | . | . | . | 0 | . | . | . | . | 0 | . | . | . | . | 0 | 0.219 | 0.105 | NM | 0 | 0.324 | 32 | 3 | 0 | 0 | 35 | 0 | 0 | 0 | 0 | 0
2024 | 2 | ME | 99999 | Adjustment 2024 | Preliminary |  | 0.446 | 0.054 | . | . | 0.5 | . | . | . | . | . | . | . | . | . | . | . | . | . | . | . | . | . | . | . | . | . | . | . | . | . | . | . | . | . | . | . | . | . | . | . | . | . | . | . | . | . | . | . | . | . | . | . | . | . | . | . | . | . | . | . | . | . | . | . | . | . | . | . | . | . | . | . | . | . | . | . | . | . | . | . | . | . | . | . | . | 0.446 | 0.054 | . | . | 0.5 | . | . | . | . | . | . | . | . | . | .
2024 | 2 | MI | 392 | Alpena Power Co | Preliminary | AC | 0.091 | 0.017 | . | . | 0.108 | 10 | 2 | . | . | 12 | . | . | . | . | 0 | . | . | . | . | 0 | . | . | . | . | 0 | . | . | . | . | 0 | . | . | . | . | 0 | . | . | . | . | 0 | . | . | . | . | 0 | . | . | . | . | 0 | . | . | . | . | 0 | 0.038 | . | . | . | 0.038 | 15 | . | . | . | 15 | . | . | . | . | 0 | . | . | . | . | 0 | . | . | . | . | 0 | . | . | . | . | 0 | 0.129 | 0.017 | NM | 0 | 0.146 | 25 | 2 | 0 | 0 | 27 | 0 | 0 | 0 | 0 | 0
2024 | 2 | MI | 3828 | Cloverland Electric Co-op | Preliminary | AC | 0.209 | 0.214 | 0 | 0 | 0.423 | 32 | 9 | 0 | 0 | 41 | . | . | . | . | 0 | . | . | . | . | 0 | 4.055 | 1.653 | 0 | 0 | 5.708 | . | . | . | . | 0 | . | . | . | . | 0 | . | . | . | . | 0 | . | . | . | . | 0 | . | . | . | . | 0 | . | . | . | . | 0 | 0.05 | 0.011 | 0 | 0 | 0.061 | 15 | 3 | 0 | 0 | 18 | 0.377 | 0.004 | 0 | 0 | 0.381 | 0 | 0.208 | 0 | 0 | 0.208 | 0 | 1 | 0 | 0 | 1 | 0 | 0.18 | 0 | 0 | 0.18 | 0.259 | 0.433 | NM | 0 | 0.692 | 47 | 13 | 0 | 0 | 60 | 4.432 | 1.837 | 0 | 0 | 6.269
2024 | 2 | MI | 4254 | Consumers Energy Co - (MI) | Preliminary | DC | 77.872 | 35.344 | 0.312 | . | 113.528 | 9791 | 666 | 7 | . | 10464 | 2.83 | 1.67 | . | . | 4.5 | 2464 | 29 | . | . | 2493 | 633.624 | . | . | . | 633.624 | 9.952 | 0.269 | . | . | 10.221 | 1408 | 20 | . | . | 1428 | 16.166 | 0.378 | . | . | 16.544 | . | . | . | . | 0 | . | . | . | . | 0 | . | . | . | . | 0 | 0.353 | 0.177 | . | . | 0.53 | 78 | 17 | . | . | 95 | . | . | . | . | 0 | . | . | 0.19 | . | 0.19 | . | . | 1 | . | 1 | . | . | . | . | 0 | 81.055 | 37.191 | 0.502 | 0 | 118.748 | 12333 | 712 | 8 | 0 | 13053 | 633.624 | 0 | 0 | 0 | 633.624
2024 | 2 | MI | 5109 | DTE Electric Company | Preliminary | AC | 58.193 | 14.431 | 0.844 | . | 73.468 | 8887 | 493 | 31 | . | 9411 | . | . | . | . | 0 | . | . | . | . | 0 | . | . | . | . | 0 | . | . | . | . | 0 | . | . | . | . | 0 | . | . | . | . | 0 | . | . | . | . | 0 | . | . | . | . | 0 | . | . | . | . | 0 | 0.101 | 0.202 | . | . | 0.303 | 32 | 29 | . | . | 61 | . | . | . | . | 0 | 0.024 | 0.065 | 0.06 | . | 0.149 | 4 | 3 | 1 | . | 8 | . | . | . | . | 0 | 58.318 | 14.698 | 0.904 | 0 | 73.92 | 8923 | 525 | 32 | 0 | 9480 | 0 | 0 | 0 | 0 | 0
2024 | 2 | MI | 9324 | Indiana Michigan Power Co | Preliminary | AC | 4.248 | 1.178 | 0.158 | . | 5.584 | 546 | 49 | 2 | . | 597 | 0 | 0 | 0 | 0 | 0 | 0 | 0 | 0 | 0 | 0 | 143.256 | 57.152 | 0.08 | 0 | 200.488 | 0.514 | 0 | 0 | 0 | 0.514 | 106 | 0 | 0 | 0 | 106 | 1.352 | 0 | 0 | 0 | 1.352 | 0 | 0 | 0 | 0 | 0 | 0 | 0 | 0 | 0 | 0 | 0 | 0 | 0 | 0 | 0 | 0.022 | 0.006 | 0.005 | 0 | 0.033 | 6 | 1 | 1 | 0 | 8 | 0 | 0 | 0 | 0 | 0 | 0 | 0 | 0 | 0 | 0 | 0 | 0 | 0 | 0 | 0 | 0 | 0 | 0 | 0 | 0 | 4.27 | 1.184 | 0.163 | 0 | 5.617 | 552 | 50 | 3 | 0 | 605 | 143.256 | 57.152 | 0.08 | 0 | 200.488
2024 | 2 | MI | 10704 | City of Lansing - (MI) | Preliminary | AC | 2.003 | 1.18 | . | . | 3.183 | 314 | 25 | . | . | 339 | . | . | . | . | 0 | . | . | . | . | 0 | . | . | . | . | 0 | . | . | . | . | 0 | . | . | . | . | 0 | . | . | . | . | 0 | . | . | . | . | 0 | . | . | . | . | 0 | . | . | . | . | 0 | . | . | . | . | 0 | . | . | . | . | 0 | . | . | . | . | 0 | . | . | . | . | 0 | . | . | . | . | 0 | . | . | . | . | 0 | 2.003 | 1.18 | NM | 0 | 3.183 | 314 | 25 | 0 | 0 | 339 | 0 | 0 | 0 | 0 | 0
2024 | 2 | MI | 19578 | Upper Peninsula Power Company | Preliminary | AC | 1.607 | 0.28 | . | . | 1.887 | 249 | 7 | . | . | 256 | . | . | . | . | 0 | . | . | . | . | 0 | . | . | . | . | 0 | . | . | . | . | 0 | . | . | . | . | 0 | . | . | . | . | 0 | . | . | . | . | 0 | . | . | . | . | 0 | . | . | . | . | 0 | 0.076 | . | . | . | 0.076 | 20 | . | . | . | 20 | . | . | . | . | 0 | . | . | . | . | 0 | . | . | . | . | 0 | . | . | . | . | 0 | 1.683 | 0.28 | NM | 0 | 1.963 | 269 | 7 | 0 | 0 | 276 | 0 | 0 | 0 | 0 | 0
2024 | 2 | MI | 60631 | Upper Michigan Energy Resources Corp. | Preliminary | DC | 0.594 | 0.121 | . | . | 0.715 | 68 | 3 | . | . | 71 | . | . | . | . | 0 | . | . | . | . | 0 | . | . | . | . | 0 | 0.032 | . | . | . | 0.032 | 3 | . | . | . | 3 | . | . | . | . | 0 | . | . | . | . | 0 | . | . | . | . | 0 | . | . | . | . | 0 | 0.062 | 0.02 | . | . | 0.082 | 9 | 1 | . | . | 10 | . | . | . | . | 0 | 0.01 | 0.005 | . | . | 0.015 | 1 | 2 | . | . | 3 | . | . | . | . | 0 | 0.666 | 0.146 | NM | 0 | 0.812 | 78 | 6 | 0 | 0 | 84 | 0 | 0 | 0 | 0 | 0
2024 | 2 | MI | 99999 | Adjustment 2024 | Preliminary |  | -0.665 | -1.926 | NM | . | -2.315 | . | . | . | . | . | -0.494 | -0.291 | . | . | -0.784 | . | . | . | . | . | . | . | . | . | . | -1.741 | -0.047 | . | . | -1.788 | . | . | . | . | . | . | . | . | . | . | . | . | . | . | 0 | . | . | . | . | . | . | . | . | . | . | . | . | . | . | . | . | . | . | . | . | . | . | . | . | . | . | . | . | . | . | . | . | . | . | . | . | . | . | . | . | -1.159 | -2.217 | NM | . | -3.1 | . | . | . | . | . | . | . | . | . | .
2024 | 2 | MN | 689 | Connexus Energy | Preliminary | AC | 10.002 | 2.167 | 0 | 0 | 12.169 | 1127 | 36 | 0 | 0 | 1163 | 0.232 | 0.008 | 0 | 0 | 0.24 | 125 | 4 | 0 | 0 | 129 | . | . | . | . | 0 | . | . | . | . | 0 | . | . | . | . | 0 | . | . | . | . | 0 | . | . | . | . | 0 | . | . | . | . | 0 | . | . | . | . | 0 | 0.059 | 0.01 | 0 | 0 | 0.069 | 5 | 1 | 0 | 0 | 6 | . | . | . | . | 0 | 0.025 | . | . | . | 0.025 | 5 | . | . | . | 5 | . | . | . | . | 0 | 10.318 | 2.185 | NM | 0 | 12.503 | 1262 | 41 | 0 | 0 | 1303 | 0 | 0 | 0 | 0 | 0
2024 | 2 | MN | 5574 | East Central Energy | Preliminary | AC | 6.906 | 0.826 | 0 | 0 | 7.732 | 549 | 38 | 0 | 0 | 587 | . | . | . | . | 0 | . | . | . | . | 0 | 131.862 | 20.125 | 0 | 0 | 151.987 | . | . | . | . | 0 | . | . | . | . | 0 | . | . | . | . | 0 | . | . | . | . | 0 | . | . | . | . | 0 | . | . | . | . | 0 | 0.042 | 0.042 | 0 | 0 | 0.084 | 3 | 3 | 0 | 0 | 6 | 0 | 0.923 | 0 | 0 | 0.923 | . | . | . | . | 0 | . | . | . | . | 0 | . | . | . | . | 0 | 6.948 | 0.868 | NM | 0 | 7.816 | 552 | 41 | 0 | 0 | 593 | 131.862 | 21.048 | 0 | 0 | 152.91
2024 | 2 | MN | 10596 | City of Lake Crystal - (MN) | Preliminary | AC | 0.053 | 0.04 | . | . | 0.093 | 5 | 1 | . | . | 6 | . | . | . | . | 0 | . | . | . | . | 0 | . | . | . | . | 0 | 0.005 | 0.1 | . | . | 0.105 | 1 | 1 | . | . | 2 | . | . | . | . | 0 | . | . | . | . | 0 | . | . | . | . | 0 | . | . | . | . | 0 | . | . | . | . | 0 | . | . | . | . | 0 | . | . | . | . | 0 | . | . | . | . | 0 | . | . | . | . | 0 | . | . | . | . | 0 | 0.053 | 0.04 | NM | 0 | 0.093 | 5 | 1 | 0 | 0 | 6 | 0 | 0 | 0 | 0 | 0
2024 | 2 | MN | 12647 | ALLETE, Inc. | Preliminary | AC | 7.685 | 7.744 | 0.02 | . | 15.449 | 838 | 169 | 1 | . | 1008 | 0.518 | 0.522 | . | . | 1.04 | 94 | 3 | . | . | 97 | 18.768 | 16.213 | . | . | 34.981 | 0.38 | 0.006 | . | . | 0.386 | 24 | 1 | . | . | 25 | . | . | . | . | 0 | . | . | . | . | 0 | . | . | . | . | 0 | . | . | . | . | 0 | 0.082 | 0.093 | . | . | 0.175 | 8 | 7 | . | . | 15 | . | . | . | . | 0 | . | . | . | . | 0 | . | . | . | . | 0 | . | . | . | . | 0 | 8.285 | 8.359 | 0.02 | 0 | 16.664 | 940 | 179 | 1 | 0 | 1120 | 18.768 | 16.213 | 0 | 0 | 34.981
2024 | 2 | MN | 13781 | Northern States Power Co - Minnesota | Preliminary | DC | 85.909 | 54.834 | 18.264 | 0 | 159.007 | 11418 | 1234 | 229 | 0 | 12881 | . | . | . | . | 0 | . | . | . | . | 0 | . | . | . | . | 0 | . | . | . | . | 0 | . | . | . | . | 0 | . | . | . | . | 0 | . | . | . | . | 0 | . | . | . | . | 0 | . | . | . | . | 0 | . | . | . | . | 0 | . | . | . | . | 0 | . | . | . | . | 0 | . | . | . | . | 0 | . | . | . | . | 0 | . | . | . | . | 0 | 85.909 | 54.834 | 18.264 | 0 | 159.007 | 11418 | 1234 | 229 | 0 | 12881 | 0 | 0 | 0 | 0 | 0
2024 | 2 | MN | 14232 | Otter Tail Power Co | Preliminary | AC | 0.692 | 2.03 | 0 | 0 | 2.722 | 60 | 40 | 0 | 0 | 100 | 0 | 0 | 0 | 0 | 0 | 0 | 0 | 0 | 0 | 0 | 19.446 | 11.984 | 0 | 0 | 31.43 | 0 | 0 | 0 | 0 | 0 | 0 | 0 | 0 | 0 | 0 | 0 | 0 | 0 | 0 | 0 | 0 | 0 | 0 | 0 | 0 | 0 | 0 | 0 | 0 | 0 | 0 | 0 | 0 | 0 | 0 | 0.002 | 0.199 | 0 | 0 | 0.201 | 1 | 8 | 0 | 0 | 9 | 0 | 0.5 | 0 | 0 | 0.5 | 0 | 0.035 | 0 | 0 | 0.035 | 0 | 1 | 0 | 0 | 1 | 0 | 0 | 0 | 0 | 0 | 0.694 | 2.264 | NM | 0 | 2.958 | 61 | 49 | 0 | 0 | 110 | 19.446 | 12.484 | 0 | 0 | 31.93
2024 | 2 | MN | 16181 | Rochester Public Utilities | Preliminary | AC | 4.078 | 0.738 | 0 | 0 | 4.816 | 519 | 23 | 0 | 0 | 542 | 0.286 | 0 | 0 | 0 | 0.286 | 208 | 0 | 0 | 0 | 208 | 171.338 | 15.814 | 0 | 0 | 187.152 | 0.037 | 0 | 0 | 0 | 0.037 | 8 | 0 | 0 | 0 | 8 | 0.066 | 0 | 0 | 0 | 0.066 | 0 | 0 | 0 | 0 | 0 | 0 | 0 | 0 | 0 | 0 | 0 | 0 | 0 | 0 | 0 | 0.003 | 0 | 0 | 0 | 0.003 | 1 | 0 | 0 | 0 | 1 | 0 | 0 | 0 | 0 | 0 | 0 | 0 | 0 | 0 | 0 | 0 | 0 | 0 | 0 | 0 | 0 | 0 | 0 | 0 | 0 | 4.367 | 0.738 | NM | 0 | 5.105 | 728 | 23 | 0 | 0 | 751 | 171.338 | 15.814 | 0 | 0 | 187.152
2024 | 2 | MN | 17267 | Sioux Valley SW Elec Coop | Preliminary | DC | 0.463 | 0.068 | 0 | 0 | 0.531 | 20 | 3 | 0 | 0 | 23 | . | . | . | . | 0 | . | . | . | . | 0 | 35.373 | 7.581 | . | . | 42.954 | . | . | . | . | 0 | . | . | . | . | 0 | . | . | . | . | 0 | . | . | . | . | 0 | . | . | . | . | 0 | . | . | . | . | 0 | 0.069 | 0 | . | . | 0.069 | 3 | 0 | . | . | 3 | 2.452 | 0 | . | . | 2.452 | . | . | . | . | 0 | . | . | . | . | 0 | . | . | . | . | 0 | 0.532 | 0.068 | NM | 0 | 0.6 | 23 | 3 | 0 | 0 | 26 | 37.825 | 7.581 | 0 | 0 | 45.406
2024 | 2 | MN | 20996 | Wright-Hennepin Coop Elec Assn | Preliminary | AC | 3.585 | 0.51 | . | . | 4.095 | 284 | 16 | . | . | 300 | 0.075 | . | . | . | 0.075 | 40 | . | . | . | 40 | 90.74 | 4.81 | . | . | 95.55 | . | . | . | . | 0 | . | . | . | . | 0 | . | . | . | . | 0 | . | . | . | . | 0 | . | . | . | . | 0 | . | . | . | . | 0 | 0.08 | . | . | . | 0.08 | 5 | . | . | . | 5 | 0.844 | . | . | . | 0.844 | . | . | . | . | 0 | . | . | . | . | 0 | . | . | . | . | 0 | 3.74 | 0.51 | NM | 0 | 4.25 | 329 | 16 | 0 | 0 | 345 | 91.584 | 4.81 | 0 | 0 | 96.394
2024 | 2 | MN | 25177 | Dakota Electric Association | Preliminary | AC | 13.757 | 0.693 | 0 | 0 | 14.45 | 1386 | 21 | 0 | 0 | 1407 | . | . | . | . | 0 | . | . | . | . | 0 | . | . | . | . | 0 | . | . | . | . | 0 | . | . | . | . | 0 | . | . | . | . | 0 | . | . | . | . | 0 | . | . | . | . | 0 | . | . | . | . | 0 | 0.11 | 0.095 | 0 | 0 | 0.205 | 6 | 4 | 0 | 0 | 10 | . | . | . | . | 0 | . | . | . | . | 0 | . | . | . | . | 0 | . | . | . | . | 0 | 13.867 | 0.788 | NM | 0 | 14.655 | 1392 | 25 | 0 | 0 | 1417 | 0 | 0 | 0 | 0 | 0
2024 | 2 | MN | 99999 | Adjustment 2024 | Preliminary |  | 39.44 | 4.333 | -2.868 | 0 | 40.905 | . | . | . | . | . | . | . | . | . | 0 | . | . | . | . | . | . | . | . | . | . | . | . | . | . | 0 | . | . | . | . | . | . | . | . | . | . | . | . | . | . | 0 | . | . | . | . | . | . | . | . | . | . | . | . | . | . | . | . | . | . | . | . | . | . | . | . | . | . | . | . | . | . | . | . | . | . | . | . | . | . | . | . | 39.44 | 4.333 | -2.868 | 0 | 40.905 | . | . | . | . | . | . | . | . | . | .
2024 | 2 | MO | 4675 | Cuivre River Electric Coop Inc | Preliminary | AC | 2.099 | 0.008 | . | . | 2.107 | 241 | 1 | . | . | 242 | 0 | 0 | . | . | 0 | 0 | 0 | . | . | 0 | 133.385 | 0.08 | . | . | 133.465 | . | . | . | . | 0 | . | . | . | . | 0 | . | . | . | . | 0 | . | . | . | . | 0 | . | . | . | . | 0 | . | . | . | . | 0 | . | . | . | . | 0 | . | . | . | . | 0 | . | . | . | . | 0 | . | . | . | . | 0 | . | . | . | . | 0 | . | . | . | . | 0 | 2.099 | 0.008 | NM | 0 | 2.107 | 241 | 1 | 0 | 0 | 242 | 133.385 | 0.08 | 0 | 0 | 133.465
2024 | 2 | MO | 5860 | Empire District Electric Co | Preliminary | AC | 112.177 | 36.777 | 0.746 | . | 149.7 | 4345 | 466 | 7 | . | 4818 | . | . | . | . | 0 | . | . | . | . | 0 | 40.898 | 15.117 | . | . | 56.015 | . | . | . | . | 0 | . | . | . | . | 0 | . | . | . | . | 0 | . | . | . | . | 0 | . | . | . | . | 0 | . | . | . | . | 0 | 0.025 | 0.002 | 0 | . | 0.027 | 4 | 1 | 0 | . | 5 | 0 | 0 | 0 | . | 0 | . | . | . | . | 0 | . | . | . | . | 0 | . | . | . | . | 0 | 112.202 | 36.779 | 0.746 | 0 | 149.727 | 4349 | 467 | 7 | 0 | 4823 | 40.898 | 15.117 | 0 | 0 | 56.015
2024 | 2 | MO | 9231 | City of Independence - (MO) | Preliminary | AC | 4.581 | 1.105 | 0 | 0 | 5.686 | 608 | 42 | 0 | 0 | 650 | . | . | . | . | 0 | . | . | . | . | 0 | . | . | . | . | 0 | . | . | . | . | 0 | . | . | . | . | 0 | . | . | . | . | 0 | . | . | . | . | 0 | . | . | . | . | 0 | . | . | . | . | 0 | . | 0.002 | . | . | 0.002 | . | 1 | . | . | 1 | . | . | . | . | 0 | . | . | . | . | 0 | . | . | . | . | 0 | . | . | . | . | 0 | 4.581 | 1.107 | NM | 0 | 5.688 | 608 | 43 | 0 | 0 | 651 | 0 | 0 | 0 | 0 | 0
2024 | 2 | MO | 10000 | Evergy Metro | Preliminary | AC | 27.999 | 20.814 | 1.527 | . | 50.34 | 3237 | 829 | 53 | . | 4119 | 1.364 | 0.033 | . | . | 1.397 | 489 | 2 | . | . | 491 | 666.507 | 178.894 | 12.064 | . | 857.465 | 0.064 | . | . | . | 0.064 | 8 | . | . | . | 8 | . | . | . | . | 0 | . | . | . | . | 0 | . | . | . | . | 0 | . | . | . | . | 0 | 0.011 | . | 0.05 | . | 0.061 | 4 | . | 1 | . | 5 | 0.013 | . | 0 | . | 0.013 | . | . | . | . | 0 | . | . | . | . | 0 | . | . | . | . | 0 | 29.374 | 20.847 | 1.577 | 0 | 51.798 | 3730 | 831 | 54 | 0 | 4615 | 666.52 | 178.894 | 12.064 | 0 | 857.478
2024 | 2 | MO | 12698 | Evergy Missouri West | Preliminary | AC | 49.858 | 24.099 | 0.891 | . | 74.848 | 4533 | 860 | 21 | . | 5414 | 0.844 | 0.046 | . | . | 0.89 | 255 | 5 | . | . | 260 | 1364.401 | 320.559 | 8.049 | . | 1693.009 | 0.044 | . | . | . | 0.044 | 5 | . | . | . | 5 | . | . | . | . | 0 | . | . | . | . | 0 | . | . | . | . | 0 | . | . | . | . | 0 | 0.023 | 0.006 | . | . | 0.029 | 10 | 2 | . | . | 12 | 1.095 | 0 | . | . | 1.095 | . | . | . | . | 0 | . | . | . | . | 0 | . | . | . | . | 0 | 50.725 | 24.151 | 0.891 | 0 | 75.767 | 4798 | 867 | 21 | 0 | 5686 | 1365.496 | 320.559 | 8.049 | 0 | 1694.104
2024 | 2 | MO | 17833 | City Utilities of Springfield - (MO) | Preliminary | AC | 4.953 | 2.74 | 0 | 0 | 7.693 | 636 | 61 | 0 | 0 | 697 | . | . | . | . | 0 | . | . | . | . | 0 | 10.523 | 23.976 | . | . | 34.499 | . | . | . | . | 0 | . | . | . | . | 0 | . | . | . | . | 0 | . | . | . | . | 0 | . | . | . | . | 0 | . | . | . | . | 0 | . | . | . | . | 0 | . | . | . | . | 0 | . | . | . | . | 0 | . | . | . | . | 0 | . | . | . | . | 0 | . | . | . | . | 0 | 4.953 | 2.74 | NM | 0 | 7.693 | 636 | 61 | 0 | 0 | 697 | 10.523 | 23.976 | 0 | 0 | 34.499
2024 | 2 | MO | 19436 | Union Electric Co - (MO) | Preliminary | AC | 68.579 | 50.486 | 3.266 | . | 122.331 | 7301 | 1833 | 109 | . | 9243 | . | . | . | . | 0 | . | . | . | . | 0 | . | . | . | . | 0 | . | . | . | . | 0 | . | . | . | . | 0 | . | . | . | . | 0 | . | . | . | . | 0 | . | . | . | . | 0 | . | . | . | . | 0 | 0.048 | 0.018 | . | . | 0.066 | 18 | 7 | . | . | 25 | . | . | . | . | 0 | . | . | . | . | 0 | . | . | . | . | 0 | . | . | . | . | 0 | 68.627 | 50.504 | 3.266 | 0 | 122.397 | 7319 | 1840 | 109 | 0 | 9268 | 0 | 0 | 0 | 0 | 0
2024 | 2 | MO | 99999 | Adjustment 2024 | Preliminary |  | 80.301 | 7.076 | 1.314 | . | 88.691 | . | . | . | . | . | . | . | . | . | . | . | . | . | . | . | . | . | . | . | . | . | . | . | . | . | . | . | . | . | . | . | . | . | . | . | . | . | . | . | . | . | . | . | . | . | . | . | . | . | . | . | . | . | . | . | . | . | . | . | . | . | . | . | . | . | . | . | . | . | . | . | . | . | . | . | . | . | . | . | . | 80.301 | 7.076 | 1.314 | . | 88.691 | . | . | . | . | . | . | . | . | . | .
2024 | 2 | MS | 3841 | Coast Electric Power Assn - (MS) | Preliminary | AC | 0.259 | 0.091 | 0 | 0 | 0.35 | 371 | 1 | 0 | 0 | 372 | . | . | . | . | 0 | . | . | . | . | 0 | 184.74 | 0 | . | . | 184.74 | . | . | . | . | 0 | . | . | . | . | 0 | . | . | . | . | 0 | . | . | . | . | 0 | . | . | . | . | 0 | . | . | . | . | 0 | . | . | . | . | 0 | . | . | . | . | 0 | . | . | . | . | 0 | . | . | . | . | 0 | . | . | . | . | 0 | . | . | . | . | 0 | 0.259 | 0.091 | NM | 0 | 0.35 | 371 | 1 | 0 | 0 | 372 | 184.74 | 0 | 0 | 0 | 184.74
2024 | 2 | MS | 12685 | Entergy Mississippi LLC | Preliminary | DC | 1.141 | 0.421 | 0.02 | . | 1.582 | 133 | 18 | 1 | . | 152 | . | . | . | . | 0 | . | . | . | . | 0 | . | . | . | . | 0 | . | . | . | . | 0 | . | . | . | . | 0 | . | . | . | . | 0 | . | . | . | . | 0 | . | . | . | . | 0 | . | . | . | . | 0 | 0.011 | . | . | . | 0.011 | 1 | . | . | . | 1 | . | . | . | . | 0 | . | . | . | . | 0 | . | . | . | . | 0 | . | . | . | . | 0 | 1.152 | 0.421 | 0.02 | 0 | 1.593 | 134 | 18 | 1 | 0 | 153 | 0 | 0 | 0 | 0 | 0
2024 | 2 | MS | 12686 | Mississippi Power Co | Preliminary | DC | 4.429 | 2.112 | . | . | 6.541 | 447 | 37 | . | . | 484 | . | . | . | . | 0 | . | . | . | . | 0 | . | . | . | . | 0 | . | . | . | . | 0 | . | . | . | . | 0 | . | . | . | . | 0 | . | . | . | . | 0 | . | . | . | . | 0 | . | . | . | . | 0 | . | . | . | . | 0 | . | . | . | . | 0 | . | . | . | . | 0 | . | . | . | . | 0 | . | . | . | . | 0 | . | . | . | . | 0 | 4.429 | 2.112 | NM | 0 | 6.541 | 447 | 37 | 0 | 0 | 484 | 0 | 0 | 0 | 0 | 0
2024 | 2 | MS | 17647 | Southern Pine Electric Cooperative | Preliminary | AC | 0.471 | 0.775 | . | . | 1.246 | 50 | 11 | . | . | 61 | . | . | . | . | 0 | . | . | . | . | 0 | 18.958 | 45.088 | . | . | 64.046 | 0.096 | . | . | . | 0.096 | 10 | . | . | . | 10 | . | . | . | . | 0 | . | . | . | . | 0 | . | . | . | . | 0 | . | . | . | . | 0 | . | . | . | . | 0 | . | . | . | . | 0 | . | . | . | . | 0 | . | 0.065 | . | . | 0.065 | . | 1 | . | . | 1 | . | . | . | . | 0 | 0.471 | 0.84 | NM | 0 | 1.311 | 50 | 12 | 0 | 0 | 62 | 18.958 | 45.088 | 0 | 0 | 64.046
2024 | 2 | MS | 99999 | Adjustment 2024 | Preliminary |  | 1.045 | 0.777 | NM | . | 1.997 | . | . | . | . | . | . | . | . | . | 0 | . | . | . | . | . | . | . | . | . | . | . | . | . | . | 0 | . | . | . | . | . | . | . | . | . | . | . | . | . | . | 0 | . | . | . | . | . | . | . | . | . | . | . | . | . | . | . | . | . | . | . | . | . | . | . | . | . | . | . | . | . | . | . | . | . | . | . | . | . | . | . | . | 1.045 | 0.777 | NM | . | 1.997 | . | . | . | . | . | . | . | . | . | .
2024 | 2 | MT | 6395 | Flathead Electric Coop Inc | Preliminary | DC | 2.037 | 0.474 | . | . | 2.511 | 175 | 28 | . | . | 203 | 0.143 | . | . | . | 0.143 | 350 | . | . | . | 350 | . | . | . | . | 0 | 0.545 | 0.027 | . | . | 0.572 | 15 | 2 | . | . | 17 | 0.724 | 0.027 | . | . | 0.751 | . | . | . | . | 0 | . | . | . | . | 0 | . | . | . | . | 0 | 0.005 | . | . | . | 0.005 | 4 | . | . | . | 4 | . | . | . | . | 0 | . | . | . | . | 0 | . | . | . | . | 0 | . | . | . | . | 0 | 2.185 | 0.474 | NM | 0 | 2.659 | 529 | 28 | 0 | 0 | 557 | 0 | 0 | 0 | 0 | 0
2024 | 2 | MT | 12199 | Montana-Dakota Utilities Co | Preliminary | AC | 0.122 | 0.074 | . | . | 0.196 | 15 | 4 | . | . | 19 | . | . | . | . | 0 | . | . | . | . | 0 | . | . | . | . | 0 | . | . | . | . | 0 | . | . | . | . | 0 | . | . | . | . | 0 | . | . | . | . | 0 | . | . | . | . | 0 | . | . | . | . | 0 | 0.002 | 0.005 | . | . | 0.007 | 3 | 2 | . | . | 5 | . | . | . | . | 0 | . | . | . | . | 0 | . | . | . | . | 0 | . | . | . | . | 0 | 0.124 | 0.079 | NM | 0 | 0.203 | 18 | 6 | 0 | 0 | 24 | 0 | 0 | 0 | 0 | 0
2024 | 2 | MT | 12692 | Missoula Electric Coop, Inc | Preliminary | AC | 0.872 | 0.083 | . | . | 0.955 | 114 | 6 | . | . | 120 | 0.109 | 0.046 | . | . | 0.155 | 142 | 10 | . | . | 152 | . | . | . | . | 0 | . | . | . | . | 0 | . | . | . | . | 0 | . | . | . | . | 0 | . | . | . | . | 0 | . | . | . | . | 0 | . | . | . | . | 0 | 0.002 | . | . | . | 0.002 | 1 | . | . | . | 1 | . | . | . | . | 0 | . | . | . | . | 0 | . | . | . | . | 0 | . | . | . | . | 0 | 0.983 | 0.129 | NM | 0 | 1.112 | 257 | 16 | 0 | 0 | 273 | 0 | 0 | 0 | 0 | 0
2024 | 2 | MT | 12825 | NorthWestern Energy LLC - (MT) | Preliminary | AC | 41.508 | 10.475 | 0 | 0 | 51.983 | 5862 | 667 | 0 | 0 | 6529 | 0 | 0 | 0 | 0 | 0 | 0 | 0 | 0 | 0 | 0 | 0 | 0 | 0 | 0 | 0 | 0 | 0 | 0 | 0 | 0 | 0 | 0 | 0 | 0 | 0 | 0 | 0 | 0 | 0 | 0 | 0 | 0 | 0 | 0 | 0 | 0 | 0 | 0 | 0 | 0 | 0 | 0 | 0 | 0 | 0 | 0.411 | 0.513 | 0 | 0 | 0.924 | 76 | 35 | 0 | 0 | 111 | 0 | 0 | 0 | 0 | 0 | 0.018 | 0.07 | 0 | 0 | 0.088 | 3 | 2 | 0 | 0 | 5 | 0 | 0 | 0 | 0 | 0 | 41.937 | 11.058 | NM | 0 | 52.995 | 5941 | 704 | 0 | 0 | 6645 | 0 | 0 | 0 | 0 | 0
2024 | 2 | MT | 19603 | USBIA-Mission Valley Power | Preliminary | AC | 0.468 | . | . | . | 0.468 | 70 | . | . | . | 70 | . | . | . | . | 0 | . | . | . | . | 0 | . | . | . | . | 0 | . | . | . | . | 0 | . | . | . | . | 0 | . | . | . | . | 0 | . | . | . | . | 0 | . | . | . | . | 0 | . | . | . | . | 0 | . | . | . | . | 0 | . | . | . | . | 0 | . | . | . | . | 0 | . | . | . | . | 0 | . | . | . | . | 0 | . | . | . | . | 0 | 0.468 | NM | NM | 0 | 0.468 | 70 | 0 | 0 | 0 | 70 | 0 | 0 | 0 | 0 | 0
2024 | 2 | MT | 20997 | Yellowstone Valley Elec Co-op | Preliminary | AC | 1.94 | . | . | . | 1.94 | 224 | . | . | . | 224 | . | . | . | . | . | . | . | . | . | . | . | . | . | . | . | . | . | . | . | . | . | . | . | . | . | . | . | . | . | . | . | . | . | . | . | . | . | . | . | . | . | . | . | . | . | 0.025 | . | . | . | 0.025 | 4 | . | . | . | 4 | . | . | . | . | . | . | . | . | . | . | . | . | . | . | . | . | . | . | . | . | 1.965 | NM | NM | 0 | 1.965 | 228 | 0 | 0 | 0 | 228 | 0 | 0 | 0 | 0 | 0
2024 | 2 | MT | 99999 | Adjustment 2024 | Preliminary |  | 1.824 | 0.048 | . | . | 1.872 | . | . | . | . | . | -0.025 | . | . | . | -0.025 | . | . | . | . | . | . | . | . | . | . | -0.095 | -0.005 | . | . | -0.1 | . | . | . | . | . | . | . | . | . | . | . | . | . | . | 0 | . | . | . | . | . | . | . | . | . | . | . | . | . | . | . | . | . | . | . | . | . | . | . | . | . | . | . | . | . | . | . | . | . | . | . | . | . | . | . | . | 1.799 | 0.048 | . | . | 1.847 | . | . | . | . | . | . | . | . | . | .
2024 | 2 | NC | 3046 | Duke Energy Progress - (NC) | Preliminary | AC | 159.936 | 26.601 | 5.118 | 0 | 191.655 | 21932 | 653 | 19 | 0 | 22604 | . | . | . | . | 0 | . | . | . | . | 0 | . | . | . | . | 0 | . | . | . | . | 0 | . | . | . | . | 0 | . | . | . | . | 0 | . | . | . | . | 0 | . | . | . | . | 0 | . | . | . | . | 0 | 0.002 | 0.01 | 0 | 0 | 0.012 | 1 | 1 | 0 | 0 | 2 | . | . | . | . | 0 | . | . | . | . | 0 | . | . | . | . | 0 | . | . | . | . | 0 | 159.938 | 26.611 | 5.118 | 0 | 191.667 | 21933 | 654 | 19 | 0 | 22606 | 0 | 0 | 0 | 0 | 0
2024 | 2 | NC | 5416 | Duke Energy Carolinas, LLC | Preliminary | AC | 152.401 | 40.249 | 5.837 | . | 198.487 | 22631 | 877 | 33 | . | 23541 | . | . | . | . | 0 | . | . | . | . | 0 | . | . | . | . | 0 | . | . | . | . | 0 | . | . | . | . | 0 | . | . | . | . | 0 | . | . | . | . | 0 | . | . | . | . | 0 | . | . | . | . | 0 | 0.007 | 0.002 | 0 | . | 0.009 | 5 | 1 | 0 | . | 6 | . | . | . | . | 0 | 0.006 | 0.4 | . | . | 0.406 | 1 | 1 | . | . | 2 | . | . | . | . | 0 | 152.414 | 40.651 | 5.837 | 0 | 198.902 | 22637 | 879 | 33 | 0 | 23549 | 0 | 0 | 0 | 0 | 0
2024 | 2 | NC | 6235 | Fayetteville Public Works Commission | Preliminary | AC | 1.733 | . | . | . | 1.733 | 284 | . | . | . | 284 | . | . | . | . | 0 | . | . | . | . | 0 | . | . | . | . | 0 | . | . | . | . | 0 | . | . | . | . | 0 | . | . | . | . | 0 | . | . | . | . | 0 | . | . | . | . | 0 | . | . | . | . | 0 | . | . | . | . | 0 | . | . | . | . | 0 | . | . | . | . | 0 | . | . | . | . | 0 | . | . | . | . | 0 | . | . | . | . | 0 | 1.733 | NM | NM | 0 | 1.733 | 284 | 0 | 0 | 0 | 284 | 0 | 0 | 0 | 0 | 0
2024 | 2 | NC | 9837 | Jones-Onslow Elec Member Corp | Preliminary | AC | 3.639 | . | . | . | 3.639 | 472 | . | . | . | 472 | . | . | . | . | 0 | . | . | . | . | 0 | 136.324 | . | . | . | 0 | . | . | . | . | 0 | . | . | . | . | 0 | . | . | . | . | 0 | . | . | . | . | 0 | . | . | . | . | 0 | . | . | . | . | 0 | . | . | . | . | 0 | . | . | . | . | 0 | . | . | . | . | 0 | . | . | . | . | 0 | . | . | . | . | 0 | . | . | . | . | 0 | 3.639 | NM | NM | 0 | 3.639 | 472 | 0 | 0 | 0 | 472 | 136.324 | 0 | 0 | 0 | 136.324
2024 | 2 | NC | 16496 | Rutherford Elec Member Corp | Preliminary | AC | 2.553 | 0.055 | 0.2 | 0 | 2.808 | 354 | 2 | 1 | 0 | 357 | . | . | . | . | 0 | . | . | . | . | 0 | 94.583 | 1.206 | 0 | 0 | 95.789 | . | . | . | . | 0 | . | . | . | . | 0 | . | . | . | . | 0 | . | . | . | . | 0 | . | . | . | . | 0 | . | . | . | . | 0 | . | . | . | . | 0 | . | . | . | . | 0 | . | . | . | . | 0 | . | . | . | . | 0 | . | . | . | . | 0 | . | . | . | . | 0 | 2.553 | 0.055 | 0.2 | 0 | 2.808 | 354 | 2 | 1 | 0 | 357 | 94.583 | 1.206 | 0 | 0 | 95.789
2024 | 2 | NC | 19876 | Virginia Electric & Power Co | Preliminary | AC | 4.725 | 0.981 | . | . | 5.706 | 643 | 27 | . | . | 670 | . | . | . | . | 0 | . | . | . | . | 0 | . | . | . | . | 0 | . | . | . | . | 0 | . | . | . | . | 0 | . | . | . | . | 0 | . | . | . | . | 0 | . | . | . | . | 0 | . | . | . | . | 0 | 0.046 | 0.046 | . | . | 0.092 | 112 | 15 | . | . | 127 | . | . | . | . | 0 | . | . | . | . | 0 | . | . | . | . | 0 | . | . | . | . | 0 | 4.771 | 1.027 | NM | 0 | 5.798 | 755 | 42 | 0 | 0 | 797 | 0 | 0 | 0 | 0 | 0
2024 | 2 | NC | 24889 | Brunswick Electric Member Corp | Preliminary | AC | 6.232 | . | . | . | 6.232 | 779 | . | . | . | 779 | 0.23 | . | . | . | 0.23 | 146 | . | . | . | 146 | . | . | . | . | 0 | . | . | . | . | 0 | . | . | . | . | 0 | . | . | . | . | 0 | . | . | . | . | 0 | . | . | . | . | 0 | . | . | . | . | 0 | . | . | . | . | 0 | . | . | . | . | 0 | . | . | . | . | 0 | . | . | . | . | 0 | . | . | . | . | 0 | . | . | . | . | 0 | 6.462 | NM | NM | 0 | 6.462 | 925 | 0 | 0 | 0 | 925 | 0 | 0 | 0 | 0 | 0
2024 | 2 | NC | 99999 | Adjustment 2024 | Preliminary |  | 35.058 | 4.347 | . | . | 39.405 | . | . | . | . | . | . | . | . | . | . | . | . | . | . | . | . | . | . | . | . | . | . | . | . | . | . | . | . | . | . | . | . | . | . | . | . | . | . | . | . | . | . | . | . | . | . | . | . | . | . | . | . | . | . | . | . | . | . | . | . | . | . | . | . | . | . | . | . | . | . | . | . | . | . | . | . | . | . | . | . | 35.058 | 4.347 | . | . | 39.405 | . | . | . | . | . | . | . | . | . | .
2024 | 2 | ND | 12090 | McLean Electric Coop, Inc | Preliminary | AC | 0.08 | . | . | . | 0.08 | 7 | . | . | . | 7 | . | . | . | . | 0 | . | . | . | . | 0 | 2.06 | . | . | . | 2.06 | . | . | . | . | 0 | . | . | . | . | 0 | . | . | . | . | 0 | . | . | . | . | 0 | . | . | . | . | 0 | . | . | . | . | 0 | . | . | . | . | 0 | . | . | . | . | 0 | . | . | . | . | 0 | . | . | . | . | 0 | . | . | . | . | 0 | . | . | . | . | 0 | 0.08 | NM | NM | 0 | 0.08 | 7 | 0 | 0 | 0 | 7 | 2.06 | 0 | 0 | 0 | 2.06
2024 | 2 | ND | 12301 | Nodak Electric Coop Inc | Preliminary | AC | 0.092 | . | . | . | 0.092 | 12 | . | . | . | 12 | . | . | . | . | 0 | . | . | . | . | 0 | 0.692 | . | . | . | 0.692 | . | . | . | . | 0 | . | . | . | . | 0 | . | . | . | . | 0 | . | . | . | . | 0 | . | . | . | . | 0 | . | . | . | . | 0 | 0.086 | . | 0.06 | . | 0.146 | 5 | . | 2 | . | 7 | 0 | . | 0 | . | 0 | . | . | . | . | 0 | . | . | . | . | 0 | . | . | . | . | 0 | 0.178 | NM | 0.06 | 0 | 0.238 | 17 | 0 | 2 | 0 | 19 | 0.692 | 0 | 0 | 0 | 0.692
2024 | 2 | ND | 14232 | Otter Tail Power Co | Preliminary | AC | 0.009 | 0.164 | 0 | 0 | 0.173 | 1 | 6 | 0 | 0 | 7 | 0 | 0 | 0 | 0 | 0 | 0 | 0 | 0 | 0 | 0 | 0.199 | 2.079 | 0 | 0 | 2.278 | 0 | 0 | 0 | 0 | 0 | 0 | 0 | 0 | 0 | 0 | 0 | 0 | 0 | 0 | 0 | 0 | 0 | 0 | 0 | 0 | 0 | 0 | 0 | 0 | 0 | 0 | 0 | 0 | 0 | 0 | 0.012 | 0.03 | 0 | 0 | 0.042 | 1 | 1 | 0 | 0 | 2 | 0 | 0 | 0 | 0 | 0 | 0 | 0 | 0 | 0 | 0 | 0 | 0 | 0 | 0 | 0 | 0 | 0 | 0 | 0 | 0 | 0.021 | 0.194 | NM | 0 | 0.215 | 2 | 7 | 0 | 0 | 9 | 0.199 | 2.079 | 0 | 0 | 2.278
2024 | 2 | ND | 19790 | Verendrye Electric Coop Inc | Preliminary | AC | 0.064 | . | . | . | 0.064 | 7 | . | . | . | 7 | . | . | . | . | 0 | . | . | . | . | 0 | 2.806 | . | . | . | 2.806 | . | . | . | . | 0 | . | . | . | . | 0 | . | . | . | . | 0 | . | . | . | . | 0 | . | . | . | . | 0 | . | . | . | . | 0 | 0.004 | . | . | . | 0.004 | 1 | . | . | . | 1 | 0.043 | . | . | . | 0.043 | . | . | . | . | 0 | . | . | . | . | 0 | . | . | . | . | 0 | 0.068 | NM | NM | 0 | 0.068 | 8 | 0 | 0 | 0 | 8 | 2.849 | 0 | 0 | 0 | 2.849
2024 | 2 | ND | 20413 | Mountrail-Williams Elec Coop | Preliminary | AC | 0.152 | 0.083 | 0 | 0 | 0.235 | 6 | 2 | 0 | 0 | 8 | . | . | . | . | 0 | . | . | . | . | 0 | 5.275 | 4.681 | 0 | 0 | 9.956 | . | . | . | . | 0 | . | . | . | . | 0 | . | . | . | . | 0 | . | . | . | . | 0 | . | . | . | . | 0 | . | . | . | . | 0 | 0 | 0.002 | 0 | 0 | 0.002 | 0 | 1 | 0 | 0 | 1 | 0 | 0 | 0 | 0 | 0 | . | . | . | . | 0 | . | . | . | . | 0 | . | . | . | . | 0 | 0.152 | 0.085 | NM | 0 | 0.237 | 6 | 3 | 0 | 0 | 9 | 5.275 | 4.681 | 0 | 0 | 9.956
2024 | 2 | ND | 24949 | Cass County Elec Coop Inc | Preliminary | DC | 0.396 | . | . | . | 0.396 | 33 | . | . | . | 33 | 0.101 | . | . | . | 0.101 | 151 | . | . | . | 151 | 4.442 | . | . | . | 4.442 | . | . | . | . | 0 | . | . | . | . | 0 | . | . | . | . | 0 | . | . | . | . | 0 | . | . | . | . | 0 | . | . | . | . | 0 | 0.157 | . | . | . | 0.157 | 14 | . | . | . | 14 | 2.643 | . | . | . | 2.643 | . | . | . | . | 0 | . | . | . | . | 0 | . | . | . | . | 0 | 0.654 | NM | NM | 0 | 0.654 | 198 | 0 | 0 | 0 | 198 | 7.085 | 0 | 0 | 0 | 7.085
2024 | 2 | ND | 99999 | Adjustment 2024 | Preliminary |  | -0.069 | NM | . | . | NM | . | . | . | . | . | -0.018 | . | . | . | -0.018 | . | . | . | . | . | . | . | . | . | . | . | . | . | . | 0 | . | . | . | . | . | . | . | . | . | . | . | . | . | . | 0 | . | . | . | . | . | . | . | . | . | . | . | . | . | . | . | . | . | . | . | . | . | . | . | . | . | . | . | . | . | . | . | . | . | . | . | . | . | . | . | . | -0.087 | NM | . | . | NM | . | . | . | . | . | . | . | . | . | .
2024 | 2 | NE | 4373 | Cornhusker Public Power Dist | Preliminary | AC | 0.799 | . | . | . | 0.799 | 36 | . | . | . | 36 | . | . | . | . | 0 | . | . | . | . | 0 | . | . | . | . | 0 | . | . | . | . | 0 | . | . | . | . | 0 | . | . | . | . | 0 | . | . | . | . | 0 | . | . | . | . | 0 | . | . | . | . | 0 | . | . | . | . | 0 | . | . | . | . | 0 | . | . | . | . | 0 | . | . | . | . | 0 | . | . | . | . | 0 | . | . | . | . | 0 | 0.799 | NM | NM | 0 | 0.799 | 36 | 0 | 0 | 0 | 36 | 0 | 0 | 0 | 0 | 0
2024 | 2 | NE | 4911 | Dawson Power District | Preliminary | AC | 0.621 | 0.287 | . | . | 0.908 | 53 | 7 | . | . | 60 | . | . | . | . | 0 | . | . | . | . | 0 | . | . | . | . | 0 | 0.117 | . | . | . | 0.117 | 7 | . | . | . | 7 | 0.212 | . | . | . | 0.212 | . | . | . | . | 0 | . | . | . | . | 0 | . | . | . | . | 0 | . | 0.002 | . | . | 0.002 | . | 1 | . | . | 1 | . | . | . | . | 0 | . | . | . | . | 0 | . | . | . | . | 0 | . | . | . | . | 0 | 0.621 | 0.289 | NM | 0 | 0.91 | 53 | 8 | 0 | 0 | 61 | 0 | 0 | 0 | 0 | 0
2024 | 2 | NE | 6779 | City of Fremont - (NE) | Preliminary | AC | 0.046 | 0.025 | . | . | 0.071 | 8 | 1 | . | . | 9 | 1.168 | 0.286 | . | . | 1.454 | 269 | 12 | . | . | 281 | . | . | . | . | . | . | . | . | . | . | . | . | . | . | . | . | . | . | . | . | . | . | . | . | . | . | . | . | . | . | . | . | . | . | . | . | . | . | . | . | . | . | . | . | . | . | . | . | . | . | . | . | . | . | . | . | . | . | . | . | . | . | . | . | . | 1.214 | 0.311 | NM | 0 | 1.525 | 277 | 13 | 0 | 0 | 290 | 0 | 0 | 0 | 0 | 0
2024 | 2 | NE | 11018 | Lincoln Electric System | Preliminary | AC | 2.85 | 0.663 | 0.005 | 0 | 3.518 | 394 | 37 | 1 | 0 | 432 | 3.356 | 0.244 | 0 | 0 | 3.6 | 578 | 42 | 0 | 0 | 620 | . | . | . | . | 0 | . | . | . | . | 0 | . | . | . | . | 0 | . | . | . | . | 0 | . | . | . | . | 0 | . | . | . | . | 0 | . | . | . | . | 0 | . | 0.002 | . | . | 0.002 | . | 1 | . | . | 1 | . | . | . | . | 0 | . | . | . | . | 0 | . | . | . | . | 0 | . | . | . | . | 0 | 6.206 | 0.909 | 0.005 | 0 | 7.12 | 972 | 80 | 1 | 0 | 1053 | 0 | 0 | 0 | 0 | 0
2024 | 2 | NE | 11251 | Loup River Public Power Dist | Preliminary | AC | . | . | 0.729 | . | 0.729 | . | . | 45 | . | 45 | . | . | . | . | 0 | . | . | . | . | 0 | . | . | 24.862 | . | 24.862 | . | . | . | . | 0 | . | . | . | . | 0 | . | . | . | . | 0 | . | . | . | . | 0 | . | . | . | . | 0 | . | . | . | . | 0 | . | . | . | . | 0 | . | . | . | . | 0 | . | . | . | . | 0 | . | . | . | . | 0 | . | . | . | . | 0 | . | . | . | . | 0 | NM | NM | 0.729 | 0 | 0.729 | 0 | 0 | 45 | 0 | 45 | 0 | 0 | 24.862 | 0 | 24.862
2024 | 2 | NE | 12539 | Midwest Electric Member Corp - (NE) | Preliminary | AC | 0.316 | 0.033 | 0 | 0 | 0.349 | 27 | 3 | 0 | 0 | 30 | 0 | 0 | 0 | 0 | 0 | 0 | 0 | 0 | 0 | 0 | 18.919 | 2.161 | 0 | 0 | 21.08 | 0 | 0 | 0 | 0 | 0 | 0 | 0 | 0 | 0 | 0 | 0 | 0 | 0 | 0 | 0 | 0 | 0 | 0 | 0 | 0 | 0 | 0 | 0 | 0 | 0 | 0 | 0 | 0 | 0 | 0 | 0.036 | 0 | 0 | 0 | 0.036 | 2 | 0 | 0 | 0 | 2 | 0.48 | 0 | 0 | 0 | 0.48 | 0 | 0 | 0 | 0 | 0 | 0 | 0 | 0 | 0 | 0 | 0 | 0 | 0 | 0 | 0 | 0.352 | 0.033 | NM | 0 | 0.385 | 29 | 3 | 0 | 0 | 32 | 19.399 | 2.161 | 0 | 0 | 21.56
2024 | 2 | NE | 13337 | Nebraska Public Power District | Preliminary | AC | 1.461 | 0.872 | . | . | 2.333 | 190 | 55 | . | . | 245 | . | . | . | . | 0 | . | . | . | . | 0 | 6.461 | 6.336 | . | . | 12.797 | . | . | . | . | 0 | . | . | . | . | 0 | . | . | . | . | 0 | . | . | . | . | 0 | . | . | . | . | 0 | . | . | . | . | 0 | 0.025 | 0.046 | . | . | 0.071 | 4 | 14 | . | . | 18 | . | . | . | . | 0 | . | . | . | . | 0 | . | . | . | . | 0 | . | . | . | . | 0 | 1.486 | 0.918 | NM | 0 | 2.404 | 194 | 69 | 0 | 0 | 263 | 6.461 | 6.336 | 0 | 0 | 12.797
2024 | 2 | NE | 13664 | Norris Public Power District | Preliminary | DC | 1.815 | 0.317 | . | . | 2.132 | 156 | 8 | . | . | 164 | . | . | . | . | 0 | . | . | . | . | 0 | 113.68 | 19.128 | . | . | 132.808 | . | . | . | . | 0 | . | . | . | . | 0 | . | . | . | . | 0 | . | . | . | . | 0 | . | . | . | . | 0 | . | . | . | . | 0 | 0.136 | 0.058 | . | . | 0.194 | 17 | 6 | . | . | 23 | 3.841 | 0.032 | . | . | 3.873 | . | . | . | . | 0 | . | . | . | . | 0 | . | . | . | . | 0 | 1.951 | 0.375 | NM | 0 | 2.326 | 173 | 14 | 0 | 0 | 187 | 117.521 | 19.16 | 0 | 0 | 136.681
2024 | 2 | NE | 14127 | Omaha Public Power District | Preliminary | AC | 10.995 | 0.673 | . | . | 11.668 | 1525 | 41 | . | . | 1566 | . | . | . | . | 0 | . | . | . | . | 0 | 25.547 | 1.797 | . | . | 27.344 | . | . | . | . | 0 | . | . | . | . | 0 | . | . | . | . | 0 | . | . | . | . | 0 | . | . | . | . | 0 | . | . | . | . | 0 | 0.032 | 0.002 | . | . | 0.034 | 7 | 1 | . | . | 8 | 0.182 | 0 | . | . | 0.182 | . | . | . | . | 0 | . | . | . | . | 0 | . | . | . | . | 0 | 11.027 | 0.675 | NM | 0 | 11.702 | 1532 | 42 | 0 | 0 | 1574 | 25.729 | 1.797 | 0 | 0 | 27.526
2024 | 2 | NE | 17642 | Southern Public Power District | Preliminary | AC | 0.551 | 0.025 | 0 | 0 | 0.576 | 37 | 1 | 0 | 0 | 38 | 0 | 0 | 0 | 0 | 0 | 0 | 0 | 0 | 0 | 0 | 0 | 0 | 0 | 0 | 0 | 0 | 0 | 0 | 0 | 0 | 0 | 0 | 0 | 0 | 0 | 0 | 0 | 0 | 0 | 0 | 0 | 0 | 0 | 0 | 0 | 0 | 0 | 0 | 0 | 0 | 0 | 0 | 0 | 0 | 0 | 0.027 | 0 | 0 | 0 | 0.027 | 5 | 0 | 0 | 0 | 5 | 0 | 0 | 0 | 0 | 0 | 0 | 0 | 0 | 0 | 0 | 0 | 0 | 0 | 0 | 0 | 0 | 0 | 0 | 0 | 0 | 0.578 | 0.025 | NM | 0 | 0.603 | 42 | 1 | 0 | 0 | 43 | 0 | 0 | 0 | 0 | 0
2024 | 2 | NE | 27058 | High West Energy, Inc | Preliminary | AC | 0.012 | . | . | . | 0.012 | 6 | . | . | . | 6 | . | . | . | . | 0 | . | . | . | . | 0 | . | . | . | . | 0 | . | . | . | . | 0 | . | . | . | . | 0 | . | . | . | . | 0 | . | . | . | . | 0 | . | . | . | . | 0 | . | . | . | . | 0 | . | . | . | . | 0 | . | . | . | . | 0 | . | . | . | . | 0 | . | . | . | . | 0 | . | . | . | . | 0 | . | . | . | . | 0 | 0.012 | NM | NM | 0 | 0.012 | 6 | 0 | 0 | 0 | 6 | 0 | 0 | 0 | 0 | 0
2024 | 2 | NE | 40606 | City of Grand Island - (NE) | Preliminary | AC | 0.098 | 0 | 0.012 | 0 | 0.11 | 9 | 0 | 1 | 0 | 10 | . | . | . | . | . | . | . | . | . | . | . | . | . | . | . | . | . | . | . | . | . | . | . | . | . | . | . | . | . | . | . | . | . | . | . | . | . | . | . | . | . | . | . | . | . | . | . | . | . | . | . | . | . | . | . | . | . | . | . | . | . | . | . | . | . | . | . | . | . | . | . | . | . | . | . | 0.098 | NM | 0.012 | 0 | 0.11 | 9 | 0 | 1 | 0 | 10 | 0 | 0 | 0 | 0 | 0
2024 | 2 | NE | 99999 | Adjustment 2024 | Preliminary |  | 3.02 | 0.605 | 0.05 | . | 3.675 | . | . | . | . | . | . | . | . | . | 0 | . | . | . | . | . | . | . | . | . | . | . | . | . | . | 0 | . | . | . | . | . | . | . | . | . | . | . | . | . | . | 0 | . | . | . | . | . | . | . | . | . | . | . | . | . | . | . | . | . | . | . | . | . | . | . | . | . | . | . | . | . | . | . | . | . | . | . | . | . | . | . | . | 3.02 | 0.605 | 0.05 | . | 3.675 | . | . | . | . | . | . | . | . | . | .
2024 | 2 | NH | 13441 | New Hampshire Elec Coop Inc | Preliminary | AC | 13.747 | 3.548 | 1.961 | 0 | 19.256 | 1732 | 114 | 7 | 0 | 1853 | . | 0.997 | . | . | 0.997 | . | 27 | . | . | 27 | . | . | . | . | . | . | . | . | . | . | . | . | . | . | . | . | . | . | . | . | . | . | . | . | . | . | . | . | . | . | . | . | . | . | . | 0.086 | 0.005 | . | . | 0.091 | 28 | 2 | . | . | 30 | . | . | . | . | . | 0.012 | 0.004 | . | . | 0.016 | 1 | 1 | . | . | 2 | . | . | . | . | . | 13.845 | 4.554 | 1.961 | 0 | 20.36 | 1761 | 144 | 7 | 0 | 1912 | 0 | 0 | 0 | 0 | 0
2024 | 2 | NH | 15472 | Public Service Co of NH | Preliminary | AC | 116.445 | 55.558 | 5.214 | 0 | 177.217 | 14743 | 816 | 39 | 0 | 15598 | 0 | 0 | 0 | 0 | 0 | 0 | 0 | 0 | 0 | 0 | 0 | 0 | 0 | 0 | 0 | 0 | 0 | 0 | 0 | 0 | 0 | 0 | 0 | 0 | 0 | 0 | 0 | 0 | 0 | 0 | 0 | 0 | 0 | 0 | 0 | 0 | 0 | 0 | 0 | 0 | 0 | 0 | 0 | 0 | 0 | 0.121 | 0.13 | 0 | 0 | 0.251 | 29 | 7 | 0 | 0 | 36 | 0 | 0 | 0 | 0 | 0 | 0.093 | 20.929 | 0.215 | 0 | 21.237 | 3 | 50 | 3 | 0 | 56 | 0 | 0 | 0 | 0 | 0 | 116.659 | 76.617 | 5.429 | 0 | 198.705 | 14775 | 873 | 42 | 0 | 15690 | 0 | 0 | 0 | 0 | 0
2024 | 2 | NH | 24590 | Unitil Energy Systems | Preliminary | AC | 16.909 | 4.036 | 0.812 | . | 21.757 | 2129 | 92 | 7 | . | 2228 | 0.191 | 0.628 | . | . | 0.819 | 13 | 14 | . | . | 27 | 23.417 | 36.816 | . | . | 60.233 | 0.744 | . | . | . | 0.744 | 73 | . | . | . | 73 | 0.922 | . | . | . | 0.922 | . | . | . | . | 0 | . | . | . | . | 0 | . | . | . | . | 0 | 0.015 | . | . | . | 0.015 | 3 | . | . | . | 3 | . | . | . | . | 0 | . | 9.005 | . | . | 9.005 | . | 3 | . | . | 3 | . | . | . | . | 0 | 17.115 | 13.669 | 0.812 | 0 | 31.596 | 2145 | 109 | 7 | 0 | 2261 | 23.417 | 36.816 | 0 | 0 | 60.233
2024 | 2 | NH | 26510 | Liberty Utilities (Granite State Electric) Corp | Preliminary | AC | 12.002 | 7.406 | 0 | 0 | 19.408 | 1451 | 108 | 0 | 0 | 1559 | 0.08 | 0.309 | 0 | 0 | 0.389 | 7 | 7 | 0 | 0 | 14 | . | . | . | . | 0 | . | . | . | . | 0 | . | . | . | . | 0 | . | . | . | . | 0 | . | . | . | . | 0 | . | . | . | . | 0 | . | . | . | . | 0 | 0 | 0.006 | 0 | 0 | 0.006 | 0 | 1 | 0 | 0 | 1 | . | . | . | . | 0 | 0 | 2 | 0 | 0 | 2 | 0 | 1 | 0 | 0 | 1 | . | . | . | . | 0 | 12.082 | 9.721 | NM | 0 | 21.803 | 1458 | 117 | 0 | 0 | 1575 | 0 | 0 | 0 | 0 | 0
2024 | 2 | NH | 99999 | Adjustment 2024 | Preliminary |  | 0.457 | 0.036 | . | . | 0.493 | . | . | . | . | . | . | . | . | . | . | . | . | . | . | . | . | . | . | . | . | . | . | . | . | . | . | . | . | . | . | . | . | . | . | . | . | . | . | . | . | . | . | . | . | . | . | . | . | . | . | . | . | . | . | . | . | . | . | . | . | . | . | . | . | . | . | . | . | . | . | . | . | . | . | . | . | . | . | . | . | 0.457 | 0.036 | . | . | 0.493 | . | . | . | . | . | . | . | . | . | .
2024 | 2 | NJ | 963 | Atlantic City Electric Co | Preliminary | AC | 405.722 | 163.839 | 22.349 | 0 | 591.91 | 49372 | 1675 | 46 | 0 | 51093 | . | . | . | . | 0 | . | . | . | . | 0 | . | . | . | . | 0 | . | . | . | . | 0 | . | . | . | . | 0 | . | . | . | . | 0 | . | . | . | . | 0 | . | . | . | . | 0 | . | . | . | . | 0 | 0.207 | 0.04 | 0 | 0 | 0.247 | 17 | 2 | 0 | 0 | 19 | . | . | . | . | 0 | 0.06 | 0 | 0 | 0 | 0.06 | 5 | 0 | 0 | 0 | 5 | . | . | . | . | 0 | 405.989 | 163.879 | 22.349 | 0 | 592.217 | 49394 | 1677 | 46 | 0 | 51117 | 0 | 0 | 0 | 0 | 0
2024 | 2 | NJ | 9726 | Jersey Central Power & Lt Co | Preliminary | AC | 426.136 | 426.699 | 23.634 | 0 | 876.469 | 51177 | 2484 | 58 | 0 | 53719 | 0.067 | 0 | 0 | 0 | 0.067 | 1 | 0 | 0 | 0 | 1 | 0 | 0 | 0 | 0 | 0 | 12.1 | 0.072 | 0 | 0 | 12.172 | 1278 | 6 | 0 | 0 | 1284 | 0 | 0 | 0 | 0 | 0 | 0.085 | 0 | 0 | 0 | 0.085 | 8 | 0 | 0 | 0 | 8 | 0 | 0 | 0 | 0 | 0 | 0.22 | 0.057 | 0 | 0 | 0.277 | 15 | 4 | 0 | 0 | 19 | 0 | 0 | 0 | 0 | 0 | 0 | 0.74 | 0 | 0 | 0.74 | 0 | 2 | 0 | 0 | 2 | 0 | 0 | 0 | 0 | 0 | 426.423 | 427.496 | 23.634 | 0 | 877.553 | 51193 | 2490 | 58 | 0 | 53741 | 0 | 0 | 0 | 0 | 0
2024 | 2 | NJ | 15477 | Public Service Elec & Gas Co | Preliminary | DC | 530.831 | 817.948 | 92.727 | . | 1441.506 | 82547 | 4194 | 169 | . | 86910 | . | . | . | . | 0 | . | . | . | . | 0 | . | . | . | . | 0 | . | . | . | . | 0 | . | . | . | . | 0 | . | . | . | . | 0 | . | . | . | . | 0 | . | . | . | . | 0 | . | . | . | . | 0 | . | 1.514 | . | . | 1.514 | . | 4 | . | . | 4 | . | . | . | . | 0 | . | . | . | . | 0 | . | . | . | . | 0 | . | . | . | . | 0 | 530.831 | 819.462 | 92.727 | 0 | 1443.02 | 82547 | 4198 | 169 | 0 | 86914 | 0 | 0 | 0 | 0 | 0
2024 | 2 | NJ | 16213 | Rockland Electric Co | Preliminary | AC | 11.31 | 27.943 | 0.072 | 0 | 39.325 | 1276 | 157 | 1 | 0 | 1434 | 0 | 0 | 0 | 0 | 0 | 0 | 0 | 0 | 0 | 0 | . | . | . | . | 0 | 0.145 | 0 | 0 | 0 | 0.145 | 14 | 0 | 0 | 0 | 14 | 0 | 0 | 0 | 0 | 0 | 0.795 | 0 | 0 | 0 | 0.795 | 70 | 0 | 0 | 0 | 70 | 0 | 0 | 0 | 0 | 0 | 0 | 0 | 0 | 0 | 0 | 0 | 0 | 0 | 0 | 0 | . | . | . | . | 0 | 0 | 0 | 0 | 0 | 0 | 0 | 0 | 0 | 0 | 0 | . | . | . | . | 0 | 11.31 | 27.943 | 0.072 | 0 | 39.325 | 1276 | 157 | 1 | 0 | 1434 | 0 | 0 | 0 | 0 | 0
2024 | 2 | NJ | 99999 | Adjustment 2024 | Preliminary |  | -83.361 | -133.716 | -6.856 | . | -223.933 | . | . | . | . | . | . | . | . | . | 0 | . | . | . | . | . | . | . | . | . | . | . | . | . | . | 0 | . | . | . | . | . | . | . | . | . | . | . | . | . | . | 0 | . | . | . | . | . | . | . | . | . | . | . | . | . | . | . | . | . | . | . | . | . | . | . | . | . | . | . | . | . | . | . | . | . | . | . | . | . | . | . | . | -83.361 | -133.716 | -6.856 | . | -223.933 | . | . | . | . | . | . | . | . | . | .
2024 | 2 | NM | 3287 | Central Valley Elec Coop, Inc | Preliminary | AC | 0.553 | . | . | . | 0.553 | 63 | . | . | . | 63 | . | . | . | . | 0 | . | . | . | . | 0 | 6.449 | . | . | . | 6.449 | . | . | . | . | 0 | . | . | . | . | 0 | . | . | . | . | 0 | . | . | . | . | 0 | . | . | . | . | 0 | . | . | . | . | 0 | 0.001 | . | . | . | 0.001 | 1 | . | . | . | 1 | . | . | . | . | 0 | . | . | . | . | 0 | . | . | . | . | 0 | . | . | . | . | 0 | 0.554 | NM | NM | 0 | 0.554 | 64 | 0 | 0 | 0 | 64 | 6.449 | 0 | 0 | 0 | 6.449
2024 | 2 | NM | 5701 | El Paso Electric Co | Preliminary | AC | 50.205 | 7.584 | . | . | 57.789 | 9216 | 191 | . | . | 9407 | . | . | . | . | 0 | . | . | . | . | 0 | 776.957 | 75.271 | . | . | 852.228 | 0.929 | . | . | . | 0.929 | 107 | . | . | . | 107 | . | . | . | . | 0 | . | . | . | . | 0 | . | . | . | . | 0 | . | . | . | . | 0 | 0.007 | 0.006 | . | . | 0.013 | 3 | 2 | . | . | 5 | . | . | . | . | 0 | . | . | . | . | 0 | . | . | . | . | 0 | . | . | . | . | 0 | 50.212 | 7.59 | NM | 0 | 57.802 | 9219 | 193 | 0 | 0 | 9412 | 776.957 | 75.271 | 0 | 0 | 852.228
2024 | 2 | NM | 6204 | City of Farmington - (NM) | Preliminary | AC | 1.953 | 0.131 | 0 | 0 | 2.084 | 378 | 16 | 0 | 0 | 394 | . | . | . | . | 0 | . | . | . | . | 0 | 103.389 | 2.258 | 0 | 0 | 105.647 | . | . | . | . | 0 | . | . | . | . | 0 | . | . | . | . | 0 | . | . | . | . | 0 | . | . | . | . | 0 | . | . | . | . | 0 | . | . | . | . | 0 | . | . | . | . | 0 | . | . | . | . | 0 | . | . | . | . | 0 | . | . | . | . | 0 | . | . | . | . | 0 | 1.953 | 0.131 | NM | 0 | 2.084 | 378 | 16 | 0 | 0 | 394 | 103.389 | 2.258 | 0 | 0 | 105.647
2024 | 2 | NM | 11204 | Los Alamos County | Preliminary | DC | 2.549 | 0.714 | . | . | 3.263 | 442 | 32 | . | . | 474 | . | . | . | . | 0 | . | . | . | . | 0 | 0 | 0 | . | . | 0 | . | . | . | . | 0 | . | . | . | . | 0 | . | . | . | . | 0 | . | . | . | . | 0 | . | . | . | . | 0 | . | . | . | . | 0 | . | . | . | . | 0 | . | . | . | . | 0 | . | . | . | . | 0 | . | . | . | . | 0 | . | . | . | . | 0 | . | . | . | . | 0 | 2.549 | 0.714 | NM | 0 | 3.263 | 442 | 32 | 0 | 0 | 474 | 0 | 0 | 0 | 0 | 0
2024 | 2 | NM | 15473 | Public Service Co of NM | Preliminary | DC | 261.89 | 88.02 | 0 | 0 | 349.91 | 42259 | 1147 | 0 | 0 | 43406 | . | . | . | . | 0 | . | . | . | . | 0 | . | . | . | . | 0 | . | . | . | . | 0 | . | . | . | . | 0 | . | . | . | . | 0 | . | . | . | . | 0 | . | . | . | . | 0 | . | . | . | . | 0 | 0.009 | 0.015 | 0 | 0 | 0.024 | 3 | 3 | 0 | 0 | 6 | . | . | . | . | 0 | . | . | . | . | 0 | . | . | . | . | 0 | . | . | . | . | 0 | 261.899 | 88.035 | NM | 0 | 349.934 | 42262 | 1150 | 0 | 0 | 43412 | 0 | 0 | 0 | 0 | 0
2024 | 2 | NM | 17718 | Southwestern Public Service Co | Preliminary | DC | 19.392 | 7.588 | 0.493 | 0 | 27.473 | 2032 | 107 | 6 | 0 | 2145 | . | . | . | . | 0 | . | . | . | . | 0 | . | . | . | . | 0 | . | . | . | . | 0 | . | . | . | . | 0 | . | . | . | . | 0 | . | . | . | . | 0 | . | . | . | . | 0 | . | . | . | . | 0 | . | . | . | . | 0 | . | . | . | . | 0 | . | . | . | . | 0 | . | . | . | . | 0 | . | . | . | . | 0 | . | . | . | . | 0 | 19.392 | 7.588 | 0.493 | 0 | 27.473 | 2032 | 107 | 6 | 0 | 2145 | 0 | 0 | 0 | 0 | 0
2024 | 2 | NM | 99999 | Adjustment 2024 | Preliminary |  | -27.836 | -11.569 | 0.064 | 0 | -39.341 | . | . | . | . | . | . | . | . | . | 0 | . | . | . | . | . | . | . | . | . | . | . | . | . | . | 0 | . | . | . | . | . | . | . | . | . | . | . | . | . | . | 0 | . | . | . | . | . | . | . | . | . | . | . | . | . | . | . | . | . | . | . | . | . | . | . | . | . | . | . | . | . | . | . | . | . | . | . | . | . | . | . | . | -27.836 | -11.569 | 0.064 | 0 | -39.341 | . | . | . | . | . | . | . | . | . | .
2024 | 2 | NV | 2008 | City of Boulder City - (NV) | Preliminary | DC | 1.182 | 1.106 | 0 | 0 | 2.288 | 140 | 11 | 0 | 0 | 151 | . | . | . | . | 0 | . | . | . | . | 0 | . | . | . | . | 0 | . | . | . | . | 0 | . | . | . | . | 0 | . | . | . | . | 0 | . | . | . | . | 0 | . | . | . | . | 0 | . | . | . | . | 0 | . | . | . | . | 0 | . | . | . | . | 0 | . | . | . | . | 0 | . | . | . | . | 0 | . | . | . | . | 0 | . | . | . | . | 0 | 1.182 | 1.106 | NM | 0 | 2.288 | 140 | 11 | 0 | 0 | 151 | 0 | 0 | 0 | 0 | 0
2024 | 2 | NV | 13073 | Mt Wheeler Power, Inc | Preliminary | AC | 0.061 | 0.157 | . | . | 0.218 | 14 | 6 | . | . | 20 | . | . | . | . | 0 | . | . | . | . | 0 | . | . | . | . | 0 | . | . | . | . | 0 | . | . | . | . | 0 | . | . | . | . | 0 | . | . | . | . | 0 | . | . | . | . | 0 | . | . | . | . | 0 | . | 0.011 | . | . | 0.011 | . | 1 | . | . | 1 | . | . | . | . | 0 | . | . | . | . | 0 | . | . | . | . | 0 | . | . | . | . | 0 | 0.061 | 0.168 | NM | 0 | 0.229 | 14 | 7 | 0 | 0 | 21 | 0 | 0 | 0 | 0 | 0
2024 | 2 | NV | 13407 | Nevada Power Co | Preliminary | AC | 789.749 | 29.811 | 33.259 | 0 | 852.819 | 104094 | 533 | 117 | 0 | 104744 | . | . | . | . | 0 | . | . | . | . | 0 | . | . | . | . | 0 | 13.473 | 0.005 | 0.163 | 0 | 13.641 | 1693 | 1 | 1 | 0 | 1695 | 34.602 | 0.01 | 0.84 | 0 | 35.452 | . | . | . | . | 0 | . | . | . | . | 0 | . | . | . | . | 0 | 0.016 | 0.008 | 0.002 | 0 | 0.026 | 2 | 3 | 1 | 0 | 6 | . | . | . | . | 0 | . | . | . | . | 0 | . | . | . | . | 0 | . | . | . | . | 0 | 789.765 | 29.819 | 33.261 | 0 | 852.845 | 104096 | 536 | 118 | 0 | 104750 | 0 | 0 | 0 | 0 | 0
2024 | 2 | NV | 17166 | Sierra Pacific Power Co | Preliminary | AC | 73.406 | 34.441 | 1.073 | . | 108.92 | 11984 | 438 | 5 | . | 12427 | . | . | . | . | 0 | . | . | . | . | 0 | . | . | . | . | 0 | 6.801 | 0.042 | . | . | 6.843 | 897 | 3 | . | . | 900 | 17.547 | 0.087 | . | . | 17.634 | . | . | . | . | 0 | . | . | . | . | 0 | . | . | . | . | 0 | 0.307 | 9.354 | 0.007 | . | 9.668 | 49 | 88 | 1 | . | 138 | . | . | . | . | 0 | 0.05 | 0.108 | 0.05 | . | 0.208 | 1 | 2 | 1 | . | 4 | . | . | . | . | 0 | 73.763 | 43.903 | 1.13 | 0 | 118.796 | 12034 | 528 | 7 | 0 | 12569 | 0 | 0 | 0 | 0 | 0
2024 | 2 | NV | 19840 | Valley Electric Assn, Inc | Preliminary | AC | 20.129 | 0.181 | 0 | 0 | 20.31 | 2027 | 20 | 0 | 0 | 2047 | 0 | 0 | 0 | 0 | 0 | 0 | 0 | 0 | 0 | 0 | 1021.32 | 4.9 | 0 | 0 | 1026.22 | 0 | 0 | 0 | 0 | 0 | 0 | 0 | 0 | 0 | 0 | 0 | 0 | 0 | 0 | 0 | 0 | 0 | 0 | 0 | 0 | 0 | 0 | 0 | 0 | 0 | 0 | 0 | 0 | 0 | 0 | 0.02 | 0.002 | 0 | 0 | 0.022 | 9 | 1 | 0 | 0 | 10 | 1.011 | 0.001 | 0 | 0 | 1.012 | 0.075 | 0.006 | 0 | 0 | 0.081 | 9 | 1 | 0 | 0 | 10 | 3.025 | 0.008 | 0 | 0 | 3.033 | 20.224 | 0.189 | NM | 0 | 20.413 | 2045 | 22 | 0 | 0 | 2067 | 1025.356 | 4.909 | 0 | 0 | 1030.265
2024 | 2 | NV | 99999 | Adjustment 2024 | Preliminary |  | 6.269 | -0.134 | 0 | 0 | 6.135 | . | . | . | . | . | . | . | . | . | 0 | . | . | . | . | . | . | . | . | . | . | . | . | . | . | 0 | . | . | . | . | . | . | . | . | . | . | . | . | . | . | 0 | . | . | . | . | . | . | . | . | . | . | . | . | . | . | . | . | . | . | . | . | . | . | . | . | . | . | . | . | . | . | . | . | . | . | . | . | . | . | . | . | 6.269 | -0.134 | NM | 0 | 6.135 | . | . | . | . | . | . | . | . | . | .
2024 | 2 | NY | 3249 | Central Hudson Gas & Elec Corp | Preliminary | AC | 118.751 | 199.464 | . | . | 318.215 | 14795 | 735 | . | . | 15530 | . | . | . | . | 0 | . | . | . | . | 0 | . | . | . | . | 0 | . | . | . | . | 0 | . | . | . | . | 0 | . | . | . | . | 0 | . | . | . | . | 0 | . | . | . | . | 0 | . | . | . | . | 0 | 0.143 | 0.016 | . | . | 0.159 | 13 | 2 | . | . | 15 | . | . | . | . | 0 | . | . | . | . | 0 | . | . | . | . | 0 | . | . | . | . | 0 | 118.894 | 199.48 | NM | 0 | 318.374 | 14808 | 737 | 0 | 0 | 15545 | 0 | 0 | 0 | 0 | 0
2024 | 2 | NY | 4226 | Consolidated Edison Co-NY Inc | Preliminary | AC | 349.41 | 111.512 | . | . | 460.922 | 61577 | 3326 | . | . | 64903 | . | 101.8 | . | . | 101.8 | . | 742 | . | . | 742 | . | . | . | . | 0 | 3.833 | 10.342 | . | . | 14.175 | 472 | 25 | . | . | 497 | 9.755 | 49.662 | . | . | 59.417 | 0.196 | 11.458 | . | . | 11.654 | 25 | 9 | . | . | 34 | 0.48 | 11.654 | . | . | 12.134 | . | 0.143 | . | . | 0.143 | . | 6 | . | . | 6 | . | . | . | . | 0 | 0.015 | 39.122 | . | . | 39.137 | 3 | 41 | . | . | 44 | . | . | . | . | 0 | 349.425 | 252.577 | NM | 0 | 602.002 | 61580 | 4115 | 0 | 0 | 65695 | 0 | 0 | 0 | 0 | 0
2024 | 2 | NY | 11171 | Long Island Power Authority | Preliminary | AC | 582.972 | 96.503 | . | . | 679.475 | 82347 | 1646 | . | . | 83993 | . | 10.415 | . | . | 10.415 | . | 43 | . | . | 43 | . | . | . | . | 0 | 14.958 | 0.638 | . | . | 15.596 | 1732 | 9 | . | . | 1741 | . | . | . | . | 0 | . | . | . | . | 0 | . | . | . | . | 0 | . | . | . | . | 0 | 0.024 | 0.356 | . | . | 0.38 | 5 | 16 | . | . | 21 | . | . | . | . | 0 | 3.066 | 21.287 | . | . | 24.353 | 314 | 46 | . | . | 360 | . | . | . | . | 0 | 586.062 | 128.561 | NM | 0 | 714.623 | 82666 | 1751 | 0 | 0 | 84417 | 0 | 0 | 0 | 0 | 0
2024 | 2 | NY | 13511 | New York State Elec & Gas Corp | Preliminary | AC | 83.652 | 520.884 | . | . | 604.536 | 10241 | 1195 | . | . | 11436 | 0.154 | 439.189 | . | . | 439.343 | 4 | 246 | . | . | 250 | . | . | . | . | 0 | 5.841 | 27.388 | . | . | 33.229 | 433 | 10 | . | . | 443 | . | . | . | . | 0 | 0.323 | 0.42 | . | . | 0.743 | 35 | 4 | . | . | 39 | . | . | . | . | 0 | 0.649 | 0.756 | . | . | 1.405 | 75 | 28 | . | . | 103 | . | . | . | . | 0 | . | 10.897 | . | . | 10.897 | . | 20 | . | . | 20 | . | . | . | . | 0 | 84.455 | 971.726 | NM | 0 | 1056.181 | 10320 | 1489 | 0 | 0 | 11809 | 0 | 0 | 0 | 0 | 0
2024 | 2 | NY | 13573 | Niagara Mohawk Power Corp. | Preliminary | AC | 188.306 | 316.604 | 9.422 | . | 514.332 | 24119 | 2240 | 29 | . | 26388 | 0.011 | 894.671 | . | . | 894.682 | 1 | 273 | . | . | 274 | . | . | . | . | 0 | 0.024 | . | . | . | 0.024 | 4 | . | . | . | 4 | . | . | . | . | 0 | . | . | . | . | 0 | . | . | . | . | 0 | . | . | . | . | 0 | 2.408 | 4.001 | 0.15 | . | 6.559 | 195 | 63 | 2 | . | 260 | . | . | . | . | 0 | 0.115 | 19.222 | 1.155 | . | 20.492 | 24 | 51 | 3 | . | 78 | . | . | . | . | 0 | 190.84 | 1234.498 | 10.727 | 0 | 1436.065 | 24339 | 2627 | 34 | 0 | 27000 | 0 | 0 | 0 | 0 | 0
2024 | 2 | NY | 14154 | Orange & Rockland Utils Inc | Preliminary | AC | 93.07 | 94.382 | 3.428 | 0 | 190.88 | 12133 | 205 | 5 | 0 | 12343 | 0 | 16.916 | 0 | 0 | 16.916 | 0 | 35 | 0 | 0 | 35 | . | . | . | . | 0 | 5.012 | 15.91 | 0 | 0 | 20.922 | 590 | 7 | 0 | 0 | 597 | 4.195 | 7.99 | 0 | 0 | 12.185 | 0.045 | 15 | 0 | 0 | 15.045 | 3 | 4 | 0 | 0 | 7 | 0.04 | 12 | 0 | 0 | 12.04 | 0 | 0.012 | 0 | 0 | 0.012 | 0 | 2 | 0 | 0 | 2 | . | . | . | . | 0 | 0 | 0.02 | 0 | 0 | 0.02 | 0 | 1 | 0 | 0 | 1 | . | . | . | . | 0 | 93.07 | 111.33 | 3.428 | 0 | 207.828 | 12133 | 243 | 5 | 0 | 12381 | 0 | 0 | 0 | 0 | 0
2024 | 2 | NY | 16183 | Rochester Gas & Electric Corp | Preliminary | AC | 20.481 | 173.087 | . | . | 193.568 | 2557 | 251 | . | . | 2808 | 0.044 | 24.302 | . | . | 24.346 | 6 | 378 | . | . | 384 | . | . | . | . | 0 | . | 1 | . | . | 1 | . | 1 | . | . | 1 | . | . | . | . | 0 | . | . | . | . | 0 | . | . | . | . | 0 | . | . | . | . | 0 | 0.074 | 0.88 | . | . | 0.954 | 12 | 5 | . | . | 17 | . | . | . | . | 0 | 0.707 | 1.464 | . | . | 2.171 | 61 | 3 | . | . | 64 | . | . | . | . | 0 | 21.306 | 199.733 | NM | 0 | 221.039 | 2636 | 637 | 0 | 0 | 3273 | 0 | 0 | 0 | 0 | 0
2024 | 2 | NY | 66101 | FirstEnergy Pennsylvania Electric Co | Preliminary | AC | 0.087 | 0.001 | 0 | 0 | 0.088 | 11 | 1 | 0 | 0 | 12 | 0 | 0 | 0 | 0 | 0 | 0 | 0 | 0 | 0 | 0 | 0 | 0 | 0 | 0 | 0 | 0 | 0 | 0 | 0 | 0 | 0 | 0 | 0 | 0 | 0 | 0 | 0 | 0 | 0 | 0 | 0 | 0 | 0 | 0 | 0 | 0 | 0 | 0 | 0 | 0 | 0 | 0 | 0 | 0 | 0 | 0 | 0.004 | 0 | 0 | 0.004 | 0 | 1 | 0 | 0 | 1 | 0 | 0 | 0 | 0 | 0 | 0 | 0 | 0 | 0 | 0 | 0 | 0 | 0 | 0 | 0 | 0 | 0 | 0 | 0 | 0 | 0.087 | 0.005 | NM | 0 | 0.092 | 11 | 2 | 0 | 0 | 13 | 0 | 0 | 0 | 0 | 0
2024 | 2 | NY | 99999 | Adjustment 2024 | Preliminary |  | 0.307 | 0.013 | 0.024 | . | 0.344 | . | . | . | . | . | . | . | . | . | . | . | . | . | . | . | . | . | . | . | . | . | . | . | . | . | . | . | . | . | . | . | . | . | . | . | . | . | . | . | . | . | . | . | . | . | . | . | . | . | . | . | . | . | . | . | . | . | . | . | . | . | . | . | . | . | . | . | . | . | . | . | . | . | . | . | . | . | . | . | . | 0.307 | 0.013 | 0.024 | . | 0.344 | . | . | . | . | . | . | . | . | . | .
2024 | 2 | OH | 3542 | Duke Energy Ohio Inc | Preliminary | AC | 35.934 | 19.266 | 1.171 | . | 56.371 | 4649 | 231 | 20 | . | 4900 | . | . | . | . | 0 | . | . | . | . | 0 | . | . | . | . | 0 | . | . | . | . | 0 | . | . | . | . | 0 | . | . | . | . | 0 | . | . | . | . | 0 | . | . | . | . | 0 | . | . | . | . | 0 | 0.037 | 0.036 | . | . | 0.073 | 8 | 1 | . | . | 9 | . | . | . | . | 0 | . | . | . | . | 0 | . | . | . | . | 0 | . | . | . | . | 0 | 35.971 | 19.302 | 1.171 | 0 | 56.444 | 4657 | 232 | 20 | 0 | 4909 | 0 | 0 | 0 | 0 | 0
2024 | 2 | OH | 3755 | Cleveland Electric Illum Co | Preliminary | AC | 13.968 | 10.679 | 0.721 | 0 | 25.368 | 1996 | 135 | 7 | 0 | 2138 | 0 | 0 | 0 | 0 | 0 | 0 | 0 | 0 | 0 | 0 | 0 | 0 | 0 | 0 | 0 | 1.512 | 1.011 | 0.109 | 0 | 2.632 | 237 | 3 | 1 | 0 | 241 | 0 | 0 | 0 | 0 | 0 | 0 | 0 | 0 | 0 | 0 | 0 | 0 | 0 | 0 | 0 | 0 | 0 | 0 | 0 | 0 | 0.021 | 3.215 | 1.225 | 0 | 4.461 | 5 | 16 | 2 | 0 | 23 | 0 | 0 | 0 | 0 | 0 | 0 | 0 | 0 | 0 | 0 | 0 | 0 | 0 | 0 | 0 | 0 | 0 | 0 | 0 | 0 | 13.989 | 13.894 | 1.946 | 0 | 29.829 | 2001 | 151 | 9 | 0 | 2161 | 0 | 0 | 0 | 0 | 0
2024 | 2 | OH | 4922 | Dayton Power & Light Co | Preliminary | AC | 2.602 | 7.285 | . | . | 9.887 | 388 | 76 | . | . | 464 | . | . | . | . | 0 | . | . | . | . | 0 | . | . | . | . | 0 | . | . | . | . | 0 | . | . | . | . | 0 | . | . | . | . | 0 | . | . | . | . | 0 | . | . | . | . | 0 | . | . | . | . | 0 | 0.099 | 4.668 | . | . | 4.767 | 20 | 10 | . | . | 30 | . | . | . | . | 0 | . | 0.575 | . | . | 0.575 | . | 1 | . | . | 1 | . | . | . | . | 0 | 2.701 | 12.528 | NM | 0 | 15.229 | 408 | 87 | 0 | 0 | 495 | 0 | 0 | 0 | 0 | 0
2024 | 2 | OH | 13998 | Ohio Edison Co | Preliminary | AC | 25.531 | 27.892 | 0.592 | 0 | 54.015 | 3130 | 158 | 4 | 0 | 3292 | 0 | 0 | 0 | 0 | 0 | 0 | 0 | 0 | 0 | 0 | 0 | 0 | 0 | 0 | 0 | 4.3 | 0.303 | 0 | 0 | 4.603 | 517 | 4 | 0 | 0 | 521 | 0 | 0 | 0 | 0 | 0 | 0 | 0 | 0 | 0 | 0 | 0 | 0 | 0 | 0 | 0 | 0 | 0 | 0 | 0 | 0 | 0.758 | 1.783 | 1.05 | 0 | 3.591 | 73 | 34 | 3 | 0 | 110 | 0 | 0 | 0 | 0 | 0 | 0 | 0.915 | 0 | 0 | 0.915 | 0 | 4 | 0 | 0 | 4 | 0 | 0 | 0 | 0 | 0 | 26.289 | 30.59 | 1.642 | 0 | 58.521 | 3203 | 196 | 7 | 0 | 3406 | 0 | 0 | 0 | 0 | 0
2024 | 2 | OH | 14006 | Ohio Power Co | Preliminary | AC | 62.89 | 62.708 | 5.713 | 0 | 131.311 | 9054 | 486 | 38 | 0 | 9578 | 0 | 0 | 0 | 0 | 0 | 0 | 0 | 0 | 0 | 0 | 2418.642 | 1423.182 | 70.283 | 0 | 3912.107 | 3.221 | 0.29 | 0 | 0 | 3.511 | 714 | 9 | 0 | 0 | 723 | 7.901 | 0.679 | 0 | 0 | 8.58 | 0 | 0 | 0 | 0 | 0 | 0 | 0 | 0 | . | 0 | 0 | 0 | 0 | 0 | 0 | 0.299 | 2.018 | 25.733 | 0 | 28.05 | 56 | 22 | 7 | 0 | 85 | 2.702 | 2.777 | 601 | 0 | 606.479 | 0 | 2.74 | 1 | 0 | 3.74 | 0 | 6 | 1 | 0 | 7 | 0 | 0 | 0 | 0 | 0 | 63.189 | 67.466 | 32.446 | 0 | 163.101 | 9110 | 514 | 46 | 0 | 9670 | 2421.344 | 1425.959 | 671.283 | 0 | 4518.586
2024 | 2 | OH | 18997 | The Toledo Edison Co | Preliminary | AC | 4.247 | 14.448 | 23.806 | 0 | 42.501 | 564 | 81 | 16 | 0 | 661 | 0 | 0 | 0 | 0 | 0 | 0 | 0 | 0 | 0 | 0 | 0 | 0 | 0 | 0 | 0 | 0.383 | 0 | 0 | 0 | 0.383 | 47 | 0 | 0 | 0 | 47 | 0 | 0 | 0 | 0 | 0 | 0 | 0 | 0 | 0 | 0 | 0 | 0 | 0 | 0 | 0 | 0 | 0 | 0 | 0 | 0 | 0.273 | 3.345 | 4.5 | 0 | 8.118 | 41 | 20 | 1 | 0 | 62 | 0 | 0 | 0 | 0 | 0 | 0 | 0.78 | 2.8 | 0 | 3.58 | 0 | 4 | 1 | 0 | 5 | 0 | 0 | 0 | 0 | 0 | 4.52 | 18.573 | 31.106 | 0 | 54.199 | 605 | 105 | 18 | 0 | 728 | 0 | 0 | 0 | 0 | 0
2024 | 2 | OH | 99999 | Adjustment 2024 | Preliminary |  | 36.811 | 6.607 | 0.076 | . | 43.494 | . | . | . | . | . | . | . | . | . | . | . | . | . | . | . | . | . | . | . | . | . | . | . | . | . | . | . | . | . | . | . | . | . | . | . | . | . | . | . | . | . | . | . | . | . | . | . | . | . | . | . | . | . | . | . | . | . | . | . | . | . | . | . | . | . | . | . | . | . | . | . | . | . | . | . | . | . | . | . | . | 36.811 | 6.607 | 0.076 | . | 43.494 | . | . | . | . | . | . | . | . | . | .
2024 | 2 | OK | 817 | Arkansas Valley Elec Coop Corp | Preliminary | AC | 0.359 | . | . | . | 0.359 | 38 | . | . | . | 38 | . | . | . | . | 0 | . | . | . | . | 0 | 15.809 | . | . | . | 15.809 | . | . | . | . | 0 | . | . | . | . | 0 | . | . | . | . | 0 | . | . | . | . | 0 | . | . | . | . | 0 | . | . | . | . | 0 | . | . | . | . | 0 | . | . | . | . | 0 | . | . | . | . | 0 | . | . | . | . | 0 | . | . | . | . | 0 | . | . | . | . | 0 | 0.359 | NM | NM | 0 | 0.359 | 38 | 0 | 0 | 0 | 38 | 15.809 | 0 | 0 | 0 | 15.809
2024 | 2 | OK | 5860 | Empire District Electric Co | Preliminary | AC | 0.19 | 0.032 | . | . | 0.222 | 20 | 3 | . | . | 23 | . | . | . | . | 0 | . | . | . | . | 0 | 0.012 | 0 | . | . | 0.012 | . | . | . | . | 0 | . | . | . | . | 0 | . | . | . | . | 0 | . | . | . | . | 0 | . | . | . | . | 0 | . | . | . | . | 0 | . | . | . | . | 0 | . | . | . | . | 0 | . | . | . | . | 0 | . | . | . | . | 0 | . | . | . | . | 0 | . | . | . | . | 0 | 0.19 | 0.032 | NM | 0 | 0.222 | 20 | 3 | 0 | 0 | 23 | 0.012 | 0 | 0 | 0 | 0.012
2024 | 2 | OK | 13734 | Northeast Oklahoma Electric Co | Preliminary | AC | 1.788 | 0.981 | 0 | 0 | 2.769 | 200 | 15 | 0 | 0 | 215 | . | . | . | . | 0 | . | . | . | . | 0 | 54.277 | 22.454 | 0 | 0 | 76.731 | . | . | . | . | 0 | . | . | . | . | 0 | . | . | . | . | 0 | . | . | . | . | 0 | . | . | . | . | 0 | . | . | . | . | 0 | 0.01 | 0 | 0 | 0 | 0.01 | 1 | 0 | 0 | 0 | 1 | 0 | 0 | 0 | 0 | 0 | . | . | . | . | 0 | . | . | . | . | 0 | . | . | . | . | 0 | 1.798 | 0.981 | NM | 0 | 2.779 | 201 | 15 | 0 | 0 | 216 | 54.277 | 22.454 | 0 | 0 | 76.731
2024 | 2 | OK | 14062 | Oklahoma Electric Coop Inc | Preliminary | AC | 6.52 | 0.26 | . | . | 6.78 | 745 | 8 | . | . | 753 | . | . | . | . | 0 | . | . | . | . | 0 | . | . | . | . | 0 | . | . | . | . | 0 | . | . | . | . | 0 | . | . | . | . | 0 | . | . | . | . | 0 | . | . | . | . | 0 | . | . | . | . | 0 | 0.122 | . | . | . | 0.122 | 14 | . | . | . | 14 | . | . | . | . | 0 | . | . | 0.013 | . | 0.013 | . | . | 3 | . | 3 | . | . | . | . | 0 | 6.642 | 0.26 | 0.013 | 0 | 6.915 | 759 | 8 | 3 | 0 | 770 | 0 | 0 | 0 | 0 | 0
2024 | 2 | OK | 14063 | Oklahoma Gas & Electric Co | Preliminary | AC | 50.867 | 9.596 | 0.488 | 0 | 60.951 | 7172 | 194 | 4 | 0 | 7370 | 10.57 | 14.838 | 0.786 | 0 | 26.194 | 2947 | 1790 | 24 | 0 | 4761 | 0 | 0 | 0 | 0 | 0 | 0 | 0 | 0 | 0 | 0 | 0 | 0 | 0 | 0 | 0 | 0 | 0 | 0 | 0 | 0 | 0 | 0 | 0 | 0 | 0 | 0 | 0 | 0 | 0 | 0 | 0 | 0 | 0 | 0 | 0 | 0.125 | 0.505 | 0 | 0 | 0.63 | 20 | 8 | 0 | 0 | 28 | 0 | 0 | 0 | 0 | 0 | 0 | 0 | 0 | 0 | 0 | 0 | 0 | 0 | 0 | 0 | 0 | 0 | 0 | 0 | 0 | 61.562 | 24.939 | 1.274 | 0 | 87.775 | 10139 | 1992 | 28 | 0 | 12159 | 0 | 0 | 0 | 0 | 0
2024 | 2 | OK | 15474 | Public Service Co of Oklahoma | Preliminary | AC | 22.904 | 1.443 | 0.663 | . | 25.01 | 3378 | 64 | 3 | . | 3445 | . | . | . | . | 0 | . | . | . | . | 0 | 1625 | 56.632 | 0.471 | . | 1682.103 | 1.19 | 0.015 | . | . | 1.205 | 176 | 1 | . | . | 177 | 2.812 | 0.027 | . | . | 2.839 | 0.007 | . | . | . | 0.007 | 1 | . | . | . | 1 | 0.016 | . | . | . | 0.016 | 0.029 | . | . | . | 0.029 | 9 | . | . | . | 9 | 0.593 | . | . | . | 0.593 | 0.01 | . | . | . | 0.01 | 9 | . | . | . | 9 | 1.442 | . | . | . | 1.442 | 22.943 | 1.443 | 0.663 | 0 | 25.049 | 3396 | 64 | 3 | 0 | 3463 | 1627.035 | 56.632 | 0.471 | 0 | 1684.138
2024 | 2 | OK | 19785 | Verdigris Valley Elec Coop Inc | Preliminary | AC | 1.882 | . | . | . | 1.882 | 202 | . | . | . | 202 | . | . | . | . | 0 | . | . | . | . | 0 | . | . | . | . | 0 | . | . | . | . | 0 | . | . | . | . | 0 | . | . | . | . | 0 | . | . | . | . | 0 | . | . | . | . | 0 | . | . | . | . | 0 | . | . | . | . | 0 | . | . | . | . | 0 | . | . | . | . | 0 | . | . | . | . | 0 | . | . | . | . | 0 | . | . | . | . | 0 | 1.882 | NM | NM | 0 | 1.882 | 202 | 0 | 0 | 0 | 202 | 0 | 0 | 0 | 0 | 0
2024 | 2 | OK | 99999 | Adjustment 2024 | Preliminary |  | 18.833 | 1.178 | . | . | 20.011 | . | . | . | . | . | . | . | . | . | . | . | . | . | . | . | . | . | . | . | . | . | . | . | . | . | . | . | . | . | . | . | . | . | . | . | . | . | . | . | . | . | . | . | . | . | . | . | . | . | . | . | . | . | . | . | . | . | . | . | . | . | . | . | . | . | . | . | . | . | . | . | . | . | . | . | . | . | . | . | . | 18.833 | 1.178 | . | . | 20.011 | . | . | . | . | . | . | . | . | . | .
2024 | 2 | OR | 6022 | City of Eugene - (OR) | Preliminary | AC | 7.37 | 2.035 | . | . | 9.405 | 1107 | 100 | . | . | 1207 | . | . | . | . | 0 | . | . | . | . | 0 | . | . | . | . | 0 | . | . | . | . | 0 | . | . | . | . | 0 | . | . | . | . | 0 | . | . | . | . | 0 | . | . | . | . | 0 | . | . | . | . | 0 | . | . | . | . | 0 | . | . | . | . | 0 | . | . | . | . | 0 | . | . | . | . | 0 | . | . | . | . | 0 | . | . | . | . | 0 | 7.37 | 2.035 | NM | 0 | 9.405 | 1107 | 100 | 0 | 0 | 1207 | 0 | 0 | 0 | 0 | 0
2024 | 2 | OR | 9191 | Idaho Power Co | Preliminary | DC | 1.804 | 0.382 | 1.253 | . | 3.439 | 207 | 15 | 20 | . | 242 | . | . | . | . | 0 | . | . | . | . | 0 | . | . | . | . | 0 | . | . | . | . | 0 | . | . | . | . | 0 | . | . | . | . | 0 | . | . | . | . | 0 | . | . | . | . | 0 | . | . | . | . | 0 | . | . | . | . | 0 | . | . | . | . | 0 | . | . | . | . | 0 | . | . | . | . | 0 | . | . | . | . | 0 | . | . | . | . | 0 | 1.804 | 0.382 | 1.253 | 0 | 3.439 | 207 | 15 | 20 | 0 | 242 | 0 | 0 | 0 | 0 | 0
2024 | 2 | OR | 14354 | PacifiCorp | Preliminary | DC | 133.71 | 52.896 | 5 | 0 | 191.606 | 17371 | 1133 | 178 | 0 | 18682 | . | . | . | . | 0 | . | . | . | . | 0 | . | . | . | . | 0 | 5.858 | 0.284 | 0 | 0 | 6.142 | 555 | 11 | 0 | 0 | 566 | 18.202 | 0.492 | 0 | 0 | 18.694 | 0.039 | 0 | 0 | 0 | 0.039 | 4 | 0 | 0 | 0 | 4 | 0.096 | 0 | 0 | 0 | 0.096 | 0.078 | 0.087 | 0 | 0 | 0.165 | 18 | 9 | 0 | 0 | 27 | . | . | . | . | 0 | 0.142 | 2.761 | 0 | 0 | 2.903 | 9 | 16 | 0 | 0 | 25 | . | . | . | . | 0 | 133.93 | 55.744 | 5 | 0 | 194.674 | 17398 | 1158 | 178 | 0 | 18734 | 0 | 0 | 0 | 0 | 0
2024 | 2 | OR | 15248 | Portland General Electric Co | Preliminary | DC | 180.923 | 45.629 | 10.955 | . | 237.507 | 24702 | 959 | 66 | . | 25727 | . | . | . | . | 0 | . | . | . | . | 0 | . | . | . | . | 0 | . | . | . | . | 0 | . | . | . | . | 0 | . | . | . | . | 0 | . | . | . | . | 0 | . | . | . | . | 0 | . | . | . | . | 0 | 0.289 | 0.382 | . | . | 0.671 | 31 | 11 | . | . | 42 | . | . | . | . | 0 | 0.013 | 1.359 | 4.439 | . | 5.811 | 2 | 7 | 5 | . | 14 | . | . | . | . | 0 | 181.225 | 47.37 | 15.394 | 0 | 243.989 | 24735 | 977 | 71 | 0 | 25783 | 0 | 0 | 0 | 0 | 0
2024 | 2 | OR | 18260 | Surprise Valley Electrification | Preliminary | AC | 0.073 | 0.015 | . | . | 0.088 | 6 | 1 | . | . | 7 | . | . | . | . | 0 | . | . | . | . | 0 | . | . | . | . | 0 | . | . | . | . | 0 | . | . | . | . | 0 | . | . | . | . | 0 | . | . | . | . | 0 | . | . | . | . | 0 | . | . | . | . | 0 | . | . | . | . | 0 | . | . | . | . | 0 | . | . | . | . | 0 | . | . | . | . | 0 | . | . | . | . | 0 | . | . | . | . | 0 | 0.073 | 0.015 | NM | 0 | 0.088 | 6 | 1 | 0 | 0 | 7 | 0 | 0 | 0 | 0 | 0
2024 | 2 | OR | 28541 | Clatskanie Peoples Util Dist | Preliminary | AC | 0.118 | . | . | . | 0.118 | 15 | . | . | . | 15 | . | . | . | . | 0 | . | . | . | . | 0 | . | . | . | . | 0 | . | . | . | . | 0 | . | . | . | . | 0 | . | . | . | . | 0 | . | . | . | . | 0 | . | . | . | . | 0 | . | . | . | . | 0 | . | . | . | . | 0 | . | . | . | . | 0 | . | . | . | . | 0 | 0.003 | . | . | . | 0.003 | 1 | . | . | . | 1 | . | . | . | . | 0 | 0.121 | NM | NM | 0 | 0.121 | 16 | 0 | 0 | 0 | 16 | 0 | 0 | 0 | 0 | 0
2024 | 2 | OR | 40437 | Emerald People's Utility Dist | Preliminary | AC | 1.58 | 0.253 | . | . | 1.833 | 226 | 23 | . | . | 249 | 0.17 | . | . | . | 0.17 | 111 | . | . | . | 111 | . | . | . | . | 0 | . | . | . | . | 0 | . | . | . | . | 0 | . | . | . | . | 0 | . | . | . | . | 0 | . | . | . | . | 0 | . | . | . | . | 0 | . | . | . | . | 0 | . | . | . | . | 0 | . | . | . | . | 0 | . | . | . | . | 0 | . | . | . | . | 0 | . | . | . | . | 0 | 1.75 | 0.253 | NM | 0 | 2.003 | 337 | 23 | 0 | 0 | 360 | 0 | 0 | 0 | 0 | 0
2024 | 2 | OR | 99999 | Adjustment 2024 | Preliminary |  | -38.411 | -14.009 | -2.7 | 0 | -55.12 | . | . | . | . | . | . | . | . | . | 0 | . | . | . | . | . | . | . | . | . | . | -1.022 | -0.05 | 0 | 0 | -1.071 | . | . | . | . | . | . | . | . | . | . | -0.007 | 0 | 0 | 0 | -0.007 | . | . | . | . | . | . | . | . | . | . | . | . | . | . | . | . | . | . | . | . | . | . | . | . | . | . | . | . | . | . | . | . | . | . | . | . | . | . | . | . | -38.411 | -14.009 | -2.7 | 0 | -55.12 | . | . | . | . | . | . | . | . | . | .
2024 | 2 | PA | 3597 | Citizens Electric Co - (PA) | Preliminary | AC | 0.82 | 2.53 | 0.841 | . | 4.191 | 63 | 11 | 3 | . | 77 | . | . | . | . | 0 | . | . | . | . | 0 | . | . | . | . | 0 | . | . | . | . | 0 | . | . | . | . | 0 | . | . | . | . | 0 | . | . | . | . | 0 | . | . | . | . | 0 | . | . | . | . | 0 | . | . | . | . | 0 | . | . | . | . | 0 | . | . | . | . | 0 | . | . | . | . | 0 | . | . | . | . | 0 | . | . | . | . | 0 | 0.82 | 2.53 | 0.841 | 0 | 4.191 | 63 | 11 | 3 | 0 | 77 | 0 | 0 | 0 | 0 | 0
2024 | 2 | PA | 5487 | Duquesne Light Co | Preliminary | AC | 53.89 | 21.18 | 1.292 | . | 76.362 | 7759 | 149 | 4 | . | 7912 | 0.169 | 5.579 | . | . | 5.748 | 11 | 16 | . | . | 27 | . | . | . | . | 0 | . | . | . | . | 0 | . | . | . | . | 0 | . | . | . | . | 0 | . | . | . | . | 0 | . | . | . | . | 0 | . | . | . | . | 0 | 0.067 | 0.02 | . | . | 0.087 | 13 | 4 | . | . | 17 | . | . | . | . | 0 | 0.004 | 0.49 | . | . | 0.494 | 1 | 5 | . | . | 6 | . | . | . | . | 0 | 54.13 | 27.269 | 1.292 | 0 | 82.691 | 7784 | 174 | 4 | 0 | 7962 | 0 | 0 | 0 | 0 | 0
2024 | 2 | PA | 14715 | PPL Electric Utilities Corp | Preliminary | AC | 220.627 | 118.079 | 16.908 | . | 355.614 | 24080 | 995 | 60 | . | 25135 | 1.087 | 13.836 | . | . | 14.923 | 47 | 133 | . | . | 180 | . | . | . | . | 0 | . | . | . | . | 0 | . | . | . | . | 0 | . | . | . | . | 0 | . | . | . | . | 0 | . | . | . | . | 0 | . | . | . | . | 0 | 0.313 | 0.129 | . | . | 0.442 | 97 | 20 | . | . | 117 | . | . | . | . | 0 | 0.143 | 35.445 | 2.429 | . | 38.017 | 8 | 38 | 2 | . | 48 | . | . | . | . | 0 | 222.17 | 167.489 | 19.337 | 0 | 408.996 | 24232 | 1186 | 62 | 0 | 25480 | 0 | 0 | 0 | 0 | 0
2024 | 2 | PA | 14940 | PECO Energy Co | Preliminary | AC | 131.15 | 25.63 | 25.22 | . | 182 | 18915 | 378 | 44 | . | 19337 | 1.05 | 1.94 | . | . | 2.99 | 62 | 44 | . | . | 106 | . | . | . | . | 0 | . | . | . | . | 0 | . | . | . | . | 0 | . | . | . | . | 0 | . | . | . | . | 0 | . | . | . | . | 0 | . | . | . | . | 0 | . | . | . | . | 0 | . | . | . | . | 0 | . | . | . | . | 0 | . | . | . | . | 0 | . | . | . | . | 0 | . | . | . | . | 0 | 132.2 | 27.57 | 25.22 | 0 | 184.99 | 18977 | 422 | 44 | 0 | 19443 | 0 | 0 | 0 | 0 | 0
2024 | 2 | PA | 15045 | Pike County Light & Power Co | Preliminary | AC | 0.318 | 0.02 | 0 | 0 | 0.338 | 30 | 1 | 0 | 0 | 31 | . | . | . | . | 0 | . | . | . | . | 0 | . | . | . | . | 0 | . | . | . | . | 0 | . | . | . | . | 0 | . | . | . | . | 0 | . | . | . | . | 0 | . | . | . | . | 0 | . | . | . | . | 0 | . | . | . | . | 0 | . | . | . | . | 0 | . | . | . | . | 0 | . | . | . | . | 0 | . | . | . | . | 0 | . | . | . | . | 0 | 0.318 | 0.02 | NM | 0 | 0.338 | 30 | 1 | 0 | 0 | 31 | 0 | 0 | 0 | 0 | 0
2024 | 2 | PA | 19390 | UGI Utilities, Inc | Preliminary | AC | 1.756 | 0.225 | 0.12 | 0 | 2.101 | 198 | 10 | 2 | 0 | 210 | 0.159 | 0.26 | 0 | 0 | 0.419 | 12 | 3 | 0 | 0 | 15 | 0 | 0 | 0 | 0 | 0 | 0 | 0 | 0 | 0 | 0 | 0 | 0 | 0 | 0 | 0 | 0 | 0 | 0 | 0 | 0 | 0 | 0 | 0 | 0 | 0 | 0 | 0 | 0 | 0 | 0 | 0 | 0 | 0 | 0 | 0 | 0.017 | 0 | 0 | 0 | 0.017 | 5 | 0 | 0 | 0 | 5 | 0 | 0 | 0 | 0 | 0 | 0.02 | 0 | 0 | 0 | 0.02 | 1 | 0 | 0 | 0 | 1 | 0 | 0 | 0 | 0 | 0 | 1.952 | 0.485 | 0.12 | 0 | 2.557 | 216 | 13 | 2 | 0 | 231 | 0 | 0 | 0 | 0 | 0
2024 | 2 | PA | 20334 | Wellsborough Electric Co | Preliminary | AC | 0.092 | 0.125 | 1.125 | 0 | 1.342 | 12 | 5 | 1 | 0 | 18 | 0 | 0 | 0 | 0 | 0 | 0 | 0 | 0 | 0 | 0 | 0 | 0 | 0 | 0 | 0 | 0 | 0 | 0 | 0 | 0 | 0 | 0 | 0 | 0 | 0 | 0 | 0 | 0 | 0 | 0 | 0 | 0 | 0 | 0 | 0 | 0 | 0 | 0 | 0 | 0 | 0 | 0 | 0 | 0 | 0 | 0.015 | 0.002 | 0 | 0 | 0.017 | 3 | 1 | 0 | 0 | 4 | 0 | 0 | 0 | 0 | 0 | 0 | 0 | 0 | 0 | 0 | 0 | 0 | 0 | 0 | 0 | 0 | 0 | 0 | 0 | 0 | 0.107 | 0.127 | 1.125 | 0 | 1.359 | 15 | 6 | 1 | 0 | 22 | 0 | 0 | 0 | 0 | 0
2024 | 2 | PA | 66101 | FirstEnergy Pennsylvania Electric Co | Preliminary | AC | 164.732 | 48.165 | 22.875 | 0 | 235.772 | 18071 | 658 | 53 | 0 | 18782 | 1.839 | 7.98 | 3.709 | 0 | 13.528 | 113 | 69 | 4 | 0 | 186 | 0 | 0 | 0 | 0 | 0 | 9.762 | 0.044 | 0 | 0 | 9.806 | 1182 | 7 | 0 | 0 | 1189 | 0 | 0 | 0 | 0 | 0 | 0.035 | 0 | 0 | 0 | 0.035 | 3 | 0 | 0 | 0 | 3 | 0 | 0 | 0 | 0 | 0 | 0.377 | 0.265 | 0.003 | 0 | 0.645 | 94 | 27 | 1 | 0 | 122 | 0 | 0 | 0 | 0 | 0 | 0.029 | 8.002 | 17.473 | 0 | 25.504 | 7 | 19 | 11 | 0 | 37 | 0 | 0 | 0 | 0 | 0 | 166.977 | 64.412 | 44.06 | 0 | 275.449 | 18285 | 773 | 69 | 0 | 19127 | 0 | 0 | 0 | 0 | 0
2024 | 2 | PA | 99999 | Adjustment 2024 | Preliminary |  | 153.024 | 53.771 | 21.51 | . | 228.305 | . | . | . | . | . | . | . | . | . | . | . | . | . | . | . | . | . | . | . | . | . | . | . | . | . | . | . | . | . | . | . | . | . | . | . | . | . | . | . | . | . | . | . | . | . | . | . | . | . | . | . | . | . | . | . | . | . | . | . | . | . | . | . | . | . | . | . | . | . | . | . | . | . | . | . | . | . | . | . | . | 153.024 | 53.771 | 21.51 | . | 228.305 | . | . | . | . | . | . | . | . | . | .
2024 | 2 | RI | 1857 | Block Island Utility District | Preliminary | AC | 0.44 | 0.03 | . | . | 0.47 | 54 | 5 | . | . | 59 | . | . | . | . | 0 | . | . | . | . | 0 | . | . | . | . | 0 | . | . | . | . | 0 | . | . | . | . | 0 | . | . | . | . | 0 | . | . | . | . | 0 | . | . | . | . | 0 | . | . | . | . | 0 | . | . | . | . | 0 | . | . | . | . | 0 | . | . | . | . | 0 | . | . | . | . | 0 | . | . | . | . | 0 | . | . | . | . | 0 | 0.44 | 0.03 | NM | 0 | 0.47 | 54 | 5 | 0 | 0 | 59 | 0 | 0 | 0 | 0 | 0
2024 | 2 | RI | 13214 | The Narragansett Electric Co | Preliminary | AC | 100.7 | 309.952 | 5.604 | . | 416.256 | 14464 | 518 | 30 | . | 15012 | 0.01 | 9.504 | . | . | 9.514 | 1 | 4 | . | . | 5 | . | . | . | . | 0 | 0.071 | . | . | . | 0.071 | 10 | . | . | . | 10 | 0.087 | . | . | . | 0.087 | . | . | . | . | 0 | . | . | . | . | 0 | . | . | . | . | 0 | 0.093 | 26.875 | . | . | 26.968 | 20 | 24 | . | . | 44 | . | . | . | . | 0 | . | 2.93 | . | . | 2.93 | . | 4 | . | . | 4 | . | . | . | . | 0 | 100.803 | 349.261 | 5.604 | 0 | 455.668 | 14485 | 550 | 30 | 0 | 15065 | 0 | 0 | 0 | 0 | 0
2024 | 2 | RI | 14537 | Pascoag Utility District | Preliminary | AC | 0.032 | . | . | . | 0.032 | 7 | . | . | . | 7 | . | . | . | . | . | . | . | . | . | . | 1.826 | . | . | . | 1.826 | . | . | . | . | . | . | . | . | . | . | . | . | . | . | . | . | . | . | . | . | . | . | . | . | . | . | . | . | . | . | . | . | . | . | . | . | . | . | . | . | . | . | . | . | . | . | . | . | . | . | . | . | . | . | . | . | . | . | . | . | 0.032 | NM | NM | 0 | 0.032 | 7 | 0 | 0 | 0 | 7 | 1.826 | 0 | 0 | 0 | 1.826
2024 | 2 | RI | 99999 | Adjustment 2024 | Preliminary |  | . | . | . | . | . | . | . | . | . | . | . | . | . | . | . | . | . | . | . | . | . | . | . | . | . | . | . | . | . | . | . | . | . | . | . | . | . | . | . | . | . | . | . | . | . | . | . | . | . | . | . | . | . | . | . | . | . | . | . | . | . | . | . | . | . | . | . | . | . | . | . | . | . | . | . | . | . | . | . | . | . | . | . | . | . | . | . | . | . | . | . | . | . | . | . | . | . | . | . | .
2024 | 2 | SC | 1613 | Berkeley Electric Coop Inc | Preliminary | AC | 11.221 | 0.191 | . | . | 11.412 | 1759 | 6 | . | . | 1765 | . | . | . | . | 0 | . | . | . | . | 0 | . | . | . | . | 0 | . | . | . | . | 0 | . | . | . | . | 0 | . | . | . | . | 0 | . | . | . | . | 0 | . | . | . | . | 0 | . | . | . | . | 0 | . | . | . | . | 0 | . | . | . | . | 0 | . | . | . | . | 0 | . | . | . | . | 0 | . | . | . | . | 0 | . | . | . | . | 0 | 11.221 | 0.191 | NM | 0 | 11.412 | 1759 | 6 | 0 | 0 | 1765 | 0 | 0 | 0 | 0 | 0
2024 | 2 | SC | 3046 | Duke Energy Progress - (NC) | Preliminary | AC | 17.925 | 3.368 | 5.269 | . | 26.562 | 2224 | 68 | 11 | . | 2303 | . | . | . | . | 0 | . | . | . | . | 0 | . | . | . | . | 0 | . | . | . | . | 0 | . | . | . | . | 0 | . | . | . | . | 0 | . | . | . | . | 0 | . | . | . | . | 0 | . | . | . | . | 0 | 0 | 0 | 0 | 0 | 0 | 0 | 0 | 0 | 0 | 0 | . | . | . | . | 0 | . | . | . | . | 0 | . | . | . | . | 0 | . | . | . | . | 0 | 17.925 | 3.368 | 5.269 | 0 | 26.562 | 2224 | 68 | 11 | 0 | 2303 | 0 | 0 | 0 | 0 | 0
2024 | 2 | SC | 5416 | Duke Energy Carolinas, LLC | Preliminary | AC | 97.955 | 19.616 | 10.577 | . | 128.148 | 12133 | 361 | 29 | . | 12523 | . | . | . | . | 0 | . | . | . | . | 0 | . | . | . | . | 0 | . | . | . | . | 0 | . | . | . | . | 0 | . | . | . | . | 0 | . | . | . | . | 0 | . | . | . | . | 0 | . | . | . | . | 0 | 0 | 0.001 | 0 | . | 0.001 | 0 | 1 | 0 | . | 1 | . | . | . | . | 0 | . | . | . | . | 0 | . | . | . | . | 0 | . | . | . | . | 0 | 97.955 | 19.617 | 10.577 | 0 | 128.149 | 12133 | 362 | 29 | 0 | 12524 | 0 | 0 | 0 | 0 | 0
2024 | 2 | SC | 14398 | Palmetto Electric Coop Inc | Preliminary | DC | 2.054 | 0.534 | 0 | 0 | 2.588 | 235 | 12 | . | . | 247 | 0.24 | . | . | . | 0.24 | 87 | . | . | . | 87 | 34.8 | . | . | . | 34.8 | 0.434 | . | . | . | 0.434 | 36 | . | . | . | 36 | 0.812 | . | . | . | 0.812 | . | . | . | . | 0 | . | . | . | . | 0 | . | . | . | . | 0 | . | . | . | . | 0 | . | . | . | . | 0 | . | . | . | . | 0 | . | . | . | . | 0 | . | . | . | . | 0 | . | . | . | . | 0 | 2.294 | 0.534 | NM | 0 | 2.828 | 322 | 12 | 0 | 0 | 334 | 34.8 | 0 | 0 | 0 | 34.8
2024 | 2 | SC | 17539 | Dominion Energy South Carolina, Inc | Preliminary | AC | 111.924 | 20.623 | 2.056 | . | 134.603 | 15528 | 240 | 7 | . | 15775 | . | . | . | . | 0 | . | . | . | . | 0 | 5167.652 | 732.706 | 32.62 | . | 5932.978 | 4.348 | 0.032 | . | . | 4.38 | 590 | 4 | . | . | 594 | 10.29 | 0.098 | . | . | 10.388 | . | . | . | . | 0 | . | . | . | . | 0 | . | . | . | . | 0 | . | . | . | . | 0 | . | . | . | . | 0 | . | . | . | . | 0 | . | . | . | . | 0 | . | . | . | . | 0 | . | . | . | . | 0 | 111.924 | 20.623 | 2.056 | 0 | 134.603 | 15528 | 240 | 7 | 0 | 15775 | 5167.652 | 732.706 | 32.62 | 0 | 5932.978
2024 | 2 | SC | 17543 | South Carolina Public Service Authority | Preliminary | AC | 11.855 | . | . | . | 11.855 | 1710 | . | . | . | 1710 | . | . | . | . | 0 | . | . | . | . | 0 | . | . | . | . | 0 | . | . | . | . | 0 | . | . | . | . | 0 | . | . | . | . | 0 | . | . | . | . | 0 | . | . | . | . | 0 | . | . | . | . | 0 | . | . | . | . | 0 | . | . | . | . | 0 | . | . | . | . | 0 | . | . | . | . | 0 | . | . | . | . | 0 | . | . | . | . | 0 | 11.855 | NM | NM | 0 | 11.855 | 1710 | 0 | 0 | 0 | 1710 | 0 | 0 | 0 | 0 | 0
2024 | 2 | SC | 99999 | Adjustment 2024 | Preliminary |  | 45.612 | 4.113 | 0 | 0 | 49.725 | . | . | . | . | . | -0.042 | . | . | . | -0.042 | . | . | . | . | . | . | . | . | . | . | -0.076 | . | . | . | -0.076 | . | . | . | . | . | . | . | . | . | . | . | . | . | . | 0 | . | . | . | . | . | . | . | . | . | . | . | . | . | . | . | . | . | . | . | . | . | . | . | . | . | . | . | . | . | . | . | . | . | . | . | . | . | . | . | . | 45.57 | 4.113 | NM | 0 | 49.683 | . | . | . | . | . | . | . | . | . | .
2024 | 2 | SD | 1769 | Black Hills Electric Coop, Inc | Preliminary | AC | 0.582 | 0.023 | 0 | 0 | 0.605 | 72 | 2 | 0 | 0 | 74 | 0 | 0 | 0 | 0 | 0 | 0 | 0 | 0 | 0 | 0 | 17.332 | 0.08 | 0 | 0 | 17.412 | 0 | 0 | 0 | 0 | 0 | 0 | 0 | 0 | 0 | 0 | 0 | 0 | 0 | 0 | 0 | 0 | 0 | 0 | 0 | 0 | 0 | 0 | 0 | 0 | 0 | 0 | 0 | 0 | 0 | 0 | 0.002 | 0 | 0 | 0 | 0.002 | 1 | 0 | 0 | 0 | 1 | 0.005 | 0 | 0 | 0 | 0.005 | . | . | . | . | 0 | . | . | . | . | 0 | . | . | . | . | 0 | 0.584 | 0.023 | NM | 0 | 0.607 | 73 | 2 | 0 | 0 | 75 | 17.337 | 0.08 | 0 | 0 | 17.417
2024 | 2 | SD | 14232 | Otter Tail Power Co | Preliminary | AC | 0.01 | 0.04 | 0 | 0 | 0.05 | 1 | 2 | 0 | 0 | 3 | 0 | 0 | 0 | 0 | 0 | 0 | 0 | 0 | 0 | 0 | 0.16 | 0.205 | 0 | 0 | 0.365 | 0 | 0 | 0 | 0 | 0 | 0 | 0 | 0 | 0 | 0 | 0 | 0 | 0 | 0 | 0 | 0 | 0 | 0 | 0 | 0 | 0 | 0 | 0 | 0 | 0 | 0 | 0 | 0 | 0 | 0 | 0.023 | 0.092 | 0 | 0 | 0.115 | 2 | 2 | 0 | 0 | 4 | 0 | 0.08 | 0 | 0 | 0.08 | 0 | 0 | 0 | 0 | 0 | 0 | 0 | 0 | 0 | 0 | 0 | 0 | 0 | 0 | 0 | 0.033 | 0.132 | NM | 0 | 0.165 | 3 | 4 | 0 | 0 | 7 | 0.16 | 0.285 | 0 | 0 | 0.445
2024 | 2 | SD | 17267 | Sioux Valley SW Elec Coop | Preliminary | DC | 0.266 | 0.078 | . | . | 0.344 | 25 | 6 | . | . | 31 | . | . | . | . | 0 | . | . | . | . | 0 | 3.549 | 0.14 | . | . | 3.689 | . | . | . | . | 0 | . | . | . | . | 0 | . | . | . | . | 0 | . | . | . | . | 0 | . | . | . | . | 0 | . | . | . | . | 0 | 0.023 | 0 | . | . | 0.023 | 4 | 0 | . | . | 4 | 0.091 | 0 | . | . | 0.091 | . | . | . | . | 0 | . | . | . | . | 0 | . | . | . | . | 0 | 0.289 | 0.078 | NM | 0 | 0.367 | 29 | 6 | 0 | 0 | 35 | 3.64 | 0.14 | 0 | 0 | 3.78
2024 | 2 | SD | 19293 | Southeastern Electric Coop Inc - (SD) | Preliminary | AC | 0.115 | 0.034 | . | . | 0.149 | 14 | 4 | . | . | 18 | . | . | . | . | 0 | . | . | . | . | 0 | 5.523 | 0.299 | . | . | 5.822 | . | . | . | . | 0 | . | . | . | . | 0 | . | . | . | . | 0 | . | . | . | . | 0 | . | . | . | . | 0 | . | . | . | . | 0 | . | . | . | . | 0 | . | . | . | . | 0 | . | . | . | . | 0 | . | . | . | . | 0 | . | . | . | . | 0 | . | . | . | . | 0 | 0.115 | 0.034 | NM | 0 | 0.149 | 14 | 4 | 0 | 0 | 18 | 5.523 | 0.299 | 0 | 0 | 5.822
2024 | 2 | SD | 19545 | Black Hills Power, Inc. | Preliminary | DC | 1.253 | 0.702 | 0 | 0 | 1.955 | 202 | 19 | 0 | 0 | 221 | . | . | . | . | 0 | . | . | . | . | 0 | . | . | . | . | 0 | . | . | . | . | 0 | . | . | . | . | 0 | . | . | . | . | 0 | . | . | . | . | 0 | . | . | . | . | 0 | . | . | . | . | 0 | 0.011 | 0.012 | . | . | 0.023 | 4 | 4 | . | . | 8 | . | . | . | . | 0 | . | . | . | . | 0 | . | . | . | . | 0 | . | . | . | . | 0 | 1.264 | 0.714 | NM | 0 | 1.978 | 206 | 23 | 0 | 0 | 229 | 0 | 0 | 0 | 0 | 0
2024 | 2 | SD | 20401 | West River Electric Assn Inc | Preliminary | DC | 0.638 | 0.15 | . | . | 0.788 | 78 | 1 | . | . | 79 | . | . | . | . | 0 | . | . | . | . | 0 | 16.806 | 0 | . | . | 16.806 | . | . | . | . | 0 | . | . | . | . | 0 | . | . | . | . | 0 | . | . | . | . | 0 | . | . | . | . | 0 | . | . | . | . | 0 | 0.022 | 0.01 | . | . | 0.032 | 7 | 1 | . | . | 8 | 0.116 | 0.045 | . | . | 0.161 | . | . | . | . | 0 | . | . | . | . | 0 | . | . | . | . | 0 | 0.66 | 0.16 | NM | 0 | 0.82 | 85 | 2 | 0 | 0 | 87 | 16.922 | 0.045 | 0 | 0 | 16.967
2024 | 2 | SD | 99999 | Adjustment 2024 | Preliminary |  | -0.376 | -0.162 | 0 | 0 | -0.538 | . | . | . | . | . | . | . | . | . | 0 | . | . | . | . | . | . | . | . | . | . | . | . | . | . | 0 | . | . | . | . | . | . | . | . | . | . | . | . | . | . | 0 | . | . | . | . | . | . | . | . | . | . | . | . | . | . | . | . | . | . | . | . | . | . | . | . | . | . | . | . | . | . | . | . | . | . | . | . | . | . | . | . | -0.376 | -0.162 | NM | 0 | -0.538 | . | . | . | . | . | . | . | . | . | .
2024 | 2 | TN | 10331 | Kingsport Power Co | Preliminary | AC | 0.544 | 0.425 | 0 | 0 | 0.969 | 80 | 12 | 0 | 0 | 92 | 0 | 0 | 0 | 0 | 0 | 0 | 0 | 0 | 0 | 0 | 18.631 | 28.658 | 0 | 0 | 47.289 | 0.196 | 0 | 0 | 0 | 0.196 | 32 | 0 | 0 | 0 | 32 | 0.395 | 0 | 0 | 0 | 0.395 | 0 | 0 | 0 | . | 0 | 0 | 0 | 0 | 0 | 0 | 0 | 0 | 0 | 0 | 0 | 0 | 0 | 0 | 0 | 0 | 0 | 0 | 0 | 0 | 0 | 0 | 0 | 0 | 0 | 0 | 0 | 0 | 0 | 0 | 0 | 0 | 0 | 0 | 0 | 0 | 0 | 0 | 0 | 0 | 0 | 0.544 | 0.425 | NM | 0 | 0.969 | 80 | 12 | 0 | 0 | 92 | 18.631 | 28.658 | 0 | 0 | 47.289
2024 | 2 | TN | 99999 | Adjustment 2024 | Preliminary |  | . | . | NM | . | . | . | . | . | . | . | . | . | . | . | . | . | . | . | . | . | . | . | . | . | . | . | . | . | . | . | . | . | . | . | . | . | . | . | . | . | . | . | . | . | . | . | . | . | . | . | . | . | . | . | . | . | . | . | . | . | . | . | . | . | . | . | . | . | . | . | . | . | . | . | . | . | . | . | . | . | . | . | . | . | . | . | . | NM | . | . | . | . | . | . | . | . | . | . | . | .
2024 | 2 | TX | 5701 | El Paso Electric Co | Preliminary | AC | 125.054 | 5.685 | . | . | 130.739 | 23983 | 162 | . | . | 24145 | 0.015 | . | . | . | 0.015 | 7 | . | . | . | 7 | 2595.646 | 113.888 | . | . | 2709.534 | 1.399 | 0.008 | . | . | 1.407 | 173 | 1 | . | . | 174 | . | . | . | . | 0 | . | . | . | . | 0 | . | . | . | . | 0 | . | . | . | . | 0 | 0.008 | 0.048 | . | . | 0.056 | 2 | 4 | . | . | 6 | . | . | . | . | 0 | . | . | . | . | 0 | . | . | . | . | 0 | . | . | . | . | 0 | 125.077 | 5.733 | NM | 0 | 130.81 | 23992 | 166 | 0 | 0 | 24158 | 2595.646 | 113.888 | 0 | 0 | 2709.534
2024 | 2 | TX | 16604 | City of San Antonio - (TX) | Preliminary | AC | 371.438 | 118.861 | 0 | 0 | 490.299 | 43681 | 867 | 0 | 0 | 44548 | . | . | . | . | 0 | . | . | . | . | 0 | . | . | . | . | 0 | . | . | . | . | 0 | . | . | . | . | 0 | . | . | . | . | 0 | . | . | . | . | 0 | . | . | . | . | 0 | . | . | . | . | 0 | . | . | . | . | 0 | . | . | . | . | 0 | . | . | . | . | 0 | . | . | . | . | 0 | . | . | . | . | 0 | . | . | . | . | 0 | 371.438 | 118.861 | NM | 0 | 490.299 | 43681 | 867 | 0 | 0 | 44548 | 0 | 0 | 0 | 0 | 0
2024 | 2 | TX | 55937 | Entergy Texas Inc. | Preliminary | DC | 47.449 | 1.037 | 0.236 | . | 48.722 | 4851 | 40 | 11 | . | 4902 | . | . | . | . | 0 | . | . | . | . | 0 | . | . | . | . | 0 | . | . | . | . | 0 | . | . | . | . | 0 | . | . | . | . | 0 | . | . | . | . | 0 | . | . | . | . | 0 | . | . | . | . | 0 | 0.006 | . | . | . | 0.006 | 3 | . | . | . | 3 | . | . | . | . | 0 | . | . | . | . | 0 | . | . | . | . | 0 | . | . | . | . | 0 | 47.455 | 1.037 | 0.236 | 0 | 48.728 | 4854 | 40 | 11 | 0 | 4905 | 0 | 0 | 0 | 0 | 0
2024 | 2 | TX | 65610 | Ammper Power LLC | Preliminary | AC | 0 | 0.2 | 0 | 0 | 0.2 | 0 | 2 | 0 | 0 | 2 | 0 | 0 | 0 | 0 | . | 0 | 0 | 0 | 0 | . | 0 | 12.528 | 0 | 0 | 12.528 | 0 | 0 | 0 | 0 | . | 0 | 0 | 0 | 0 | . | 0 | 0 | 0 | 0 | . | 0 | 0 | 0 | 0 | . | 0 | 0 | 0 | 0 | . | 0 | 0 | 0 | 0 | . | 0 | 0 | 0 | 0 | . | 0 | 0 | 0 | 0 | . | 0 | 0 | 0 | 0 | . | 0 | 0.4 | 0 | 0 | 0.4 | 0 | 1 | 0 | 0 | 1 | 0 | 0.58 | 0 | 0 | 0.58 | NM | 0.6 | NM | 0 | 0.6 | 0 | 3 | 0 | 0 | 3 | 0 | 13.108 | 0 | 0 | 13.108
2024 | 2 | TX | 99999 | Adjustment 2024 | Preliminary |  | 451.331 | 48.903 | NM | . | 502.469 | . | . | . | . | . | . | . | . | . | 0 | . | . | . | . | . | . | . | . | . | . | . | . | . | . | 0 | . | . | . | . | . | . | . | . | . | . | . | . | . | . | 0 | . | . | . | . | . | . | . | . | . | . | . | . | . | . | . | . | . | . | . | . | . | . | . | . | . | . | . | . | . | . | . | . | . | . | . | . | . | . | . | . | 451.331 | 48.903 | NM | . | 502.469 | . | . | . | . | . | . | . | . | . | .
2024 | 2 | UT | 2010 | City of Bountiful | Preliminary | DC | 1.817 | 0.086 | . | . | 1.903 | 261 | 6 | . | . | 267 | . | . | . | . | 0 | . | . | . | . | 0 | . | . | . | . | 0 | . | . | . | . | 0 | . | . | . | . | 0 | . | . | . | . | 0 | . | . | . | . | 0 | . | . | . | . | 0 | . | . | . | . | 0 | . | . | . | . | 0 | . | . | . | . | 0 | . | . | . | . | 0 | . | . | . | . | 0 | . | . | . | . | 0 | . | . | . | . | 0 | 1.817 | 0.086 | NM | 0 | 1.903 | 261 | 6 | 0 | 0 | 267 | 0 | 0 | 0 | 0 | 0
2024 | 2 | UT | 11135 | City of Logan - (UT) | Preliminary | DC | 3.572 | 1.401 | 0 | 0 | 4.973 | 459 | 36 | 0 | 0 | 495 | . | . | . | . | . | . | . | . | . | . | . | . | . | . | . | . | . | . | . | . | . | . | . | . | . | . | . | . | . | . | . | . | . | . | . | . | . | . | . | . | . | . | . | . | . | . | . | . | . | . | . | . | . | . | . | . | . | . | . | . | . | . | . | . | . | . | . | . | . | . | . | . | . | . | . | 3.572 | 1.401 | NM | 0 | 4.973 | 459 | 36 | 0 | 0 | 495 | 0 | 0 | 0 | 0 | 0
2024 | 2 | UT | 12866 | Moon Lake Electric Assn Inc | Preliminary | AC | 0.639 | 0.046 | 0 | 0 | 0.685 | 80 | 4 | 0 | 0 | 84 | 0 | 0 | 0 | 0 | 0 | 0 | 0 | 0 | 0 | 0 | 0 | 0 | 0 | 0 | 0 | . | . | . | . | 0 | . | . | . | . | 0 | . | . | . | . | 0 | . | . | . | . | 0 | . | . | . | . | 0 | . | . | . | . | 0 | . | . | . | . | 0 | . | . | . | . | 0 | . | . | . | . | 0 | . | . | . | . | 0 | . | . | . | . | 0 | . | . | . | . | 0 | 0.639 | 0.046 | NM | 0 | 0.685 | 80 | 4 | 0 | 0 | 84 | 0 | 0 | 0 | 0 | 0
2024 | 2 | UT | 14354 | PacifiCorp | Preliminary | DC | 482.87 | 90.68 | 10.376 | 0 | 583.926 | 68229 | 1408 | 100 | 0 | 69737 | . | . | . | . | 0 | . | . | . | . | 0 | . | . | . | . | 0 | 51.948 | 1.516 | 0 | 0 | 53.464 | 6194 | 33 | 0 | 0 | 6227 | 132.501 | 3.522 | 0 | 0 | 136.023 | 0.054 | 0 | 0 | 0 | 0.054 | 5 | 0 | 0 | 0 | 5 | 0.123 | 0 | 0 | 0 | 0.123 | 0.15 | 0.031 | 0 | 0 | 0.181 | 45 | 9 | 0 | 0 | 54 | . | . | . | . | 0 | 0.117 | 0.363 | 0.011 | 0 | 0.491 | 19 | 11 | 2 | 0 | 32 | . | . | . | . | 0 | 483.137 | 91.074 | 10.387 | 0 | 584.598 | 68293 | 1428 | 102 | 0 | 69823 | 0 | 0 | 0 | 0 | 0
2024 | 2 | UT | 15444 | Provo City Corp | Preliminary | AC | 8.08 | 0.477 | . | . | 8.557 | 1176 | 20 | . | . | 1196 | . | . | . | . | 0 | . | . | . | . | 0 | 200.146 | 2.817 | . | . | 202.963 | . | . | . | . | 0 | . | . | . | . | 0 | . | . | . | . | 0 | . | . | . | . | 0 | . | . | . | . | 0 | . | . | . | . | 0 | . | . | . | . | 0 | . | . | . | . | 0 | . | . | . | . | 0 | . | . | . | . | 0 | . | . | . | . | 0 | . | . | . | . | 0 | 8.08 | 0.477 | NM | 0 | 8.557 | 1176 | 20 | 0 | 0 | 1196 | 200.146 | 2.817 | 0 | 0 | 202.963
2024 | 2 | UT | 17845 | City of Springville - (UT) | Preliminary | AC | 1.877 | 0.587 | . | . | 2.464 | 281 | 3 | . | . | 284 | . | . | . | . | . | . | . | . | . | . | . | . | . | . | . | . | . | . | . | . | . | . | . | . | . | . | . | . | . | . | . | . | . | . | . | . | . | . | . | . | . | . | . | . | . | 0.003 | . | . | . | 0.003 | 1 | . | . | . | 1 | . | . | . | . | . | . | . | . | . | . | . | . | . | . | . | . | . | . | . | . | 1.88 | 0.587 | NM | 0 | 2.467 | 282 | 3 | 0 | 0 | 285 | 0 | 0 | 0 | 0 | 0
2024 | 2 | UT | 17874 | City of St George | Preliminary | DC | 6.27 | 1.523 | 0 | 0 | 7.793 | 745 | 32 | 0 | 0 | 777 | . | . | . | . | 0 | . | . | . | . | 0 | . | . | . | . | 0 | . | . | . | . | 0 | . | . | . | . | 0 | . | . | . | . | 0 | . | . | . | . | 0 | . | . | . | . | 0 | . | . | . | . | 0 | . | . | . | . | 0 | . | . | . | . | 0 | . | . | . | . | 0 | . | . | . | . | 0 | . | . | . | . | 0 | . | . | . | . | 0 | 6.27 | 1.523 | NM | 0 | 7.793 | 745 | 32 | 0 | 0 | 777 | 0 | 0 | 0 | 0 | 0
2024 | 2 | UT | 18206 | Strawberry Electric Serv Dist | Preliminary | AC | 1.442 | 0.03 | . | . | 1.472 | 207 | 3 | . | . | 210 | . | . | . | . | 0 | . | . | . | . | 0 | 41.334 | 0.963 | . | . | 42.297 | . | . | . | . | 0 | . | . | . | . | 0 | . | . | . | . | 0 | . | . | . | . | 0 | . | . | . | . | 0 | . | . | . | . | 0 | 0.026 | . | . | . | 0.026 | 10 | . | . | . | 10 | 0 | . | . | . | 0 | . | . | . | . | 0 | . | . | . | . | 0 | . | . | . | . | 0 | 1.468 | 0.03 | NM | 0 | 1.498 | 217 | 3 | 0 | 0 | 220 | 41.334 | 0.963 | 0 | 0 | 42.297
2024 | 2 | UT | 99999 | Adjustment 2024 | Preliminary |  | -65.623 | -12.26 | -1.81 | 0 | -79.692 | . | . | . | . | . | . | . | . | . | 0 | . | . | . | . | . | . | . | . | . | . | -9.06 | -0.264 | 0 | 0 | -9.324 | . | . | . | . | . | . | . | . | . | . | -0.009 | 0 | 0 | 0 | -0.009 | . | . | . | . | . | . | . | . | . | . | . | . | . | . | . | . | . | . | . | . | . | . | . | . | . | . | . | . | . | . | . | . | . | . | . | . | . | . | . | . | -65.623 | -12.26 | -1.81 | 0 | -79.692 | . | . | . | . | . | . | . | . | . | .
2024 | 2 | VA | 84 | A & N Electric Coop | Preliminary | AC | 1.197 | 0.439 | 0 | 0 | 1.636 | 157 | 25 | 0 | 0 | 182 | 0 | 0 | 0 | 0 | 0 | 0 | 0 | 0 | 0 | 0 | 0 | 0 | 0 | 0 | 0 | 0 | 0 | 0 | 0 | 0 | 0 | 0 | 0 | 0 | 0 | 0 | 0 | 0 | 0 | 0 | 0 | 0 | 0 | 0 | 0 | 0 | 0 | 0 | 0 | 0 | 0 | 0 | 0 | 0 | 0 | 0.012 | 0.002 | 0 | 0 | 0.014 | 5 | 1 | 0 | 0 | 6 | 0 | 0 | 0 | 0 | 0 | 0 | 0 | 0 | 0 | 0 | 0 | 0 | 0 | 0 | 0 | 0 | 0 | 0 | 0 | 0 | 1.209 | 0.441 | NM | 0 | 1.65 | 162 | 26 | 0 | 0 | 188 | 0 | 0 | 0 | 0 | 0
2024 | 2 | VA | 733 | Appalachian Power Co | Preliminary | AC | 29.351 | 5.853 | 0.19 | 0 | 35.394 | 4014 | 160 | 6 | 0 | 4180 | 0 | 0.945 | 0 | 0 | 0.945 | 0 | 3 | 0 | 0 | 3 | 1303.938 | 282.261 | 3.565 | 0 | 1589.764 | 2.963 | 0.09 | 0 | 0 | 3.053 | 625 | 10 | 0 | 0 | 635 | 6.376 | 0.235 | 0 | 0 | 6.611 | 0 | 0.003 | 0 | 0 | 0.003 | 0 | 1 | 0 | 0 | 1 | 0 | 0.003 | 0 | 0 | 0.003 | 0.06 | 0.035 | 0 | 0 | 0.095 | 15 | 4 | 0 | 0 | 19 | 0.744 | 0.16 | 0 | 0 | 0.904 | 0 | 0.001 | 0 | 0 | 0.001 | 0 | 1 | 0 | 0 | 1 | 0 | 0 | 0 | 0 | 0 | 29.411 | 6.834 | 0.19 | 0 | 36.435 | 4029 | 168 | 6 | 0 | 4203 | 1304.682 | 282.421 | 3.565 | 0 | 1590.668
2024 | 2 | VA | 10171 | Kentucky Utilities Co | Preliminary | DC | 0.511 | 7.138 | . | . | 7.649 | 58 | 18 | . | . | 76 | . | . | . | . | 0 | . | . | . | . | 0 | 16.44 | 258.491 | . | . | 274.931 | 0.114 | . | . | . | 0.114 | 22 | . | . | . | 22 | 0 | . | . | . | 0 | . | . | . | . | 0 | . | . | . | . | 0 | . | . | . | . | 0 | . | . | . | . | 0 | . | . | . | . | 0 | . | . | . | . | 0 | . | . | . | . | 0 | . | . | . | . | 0 | . | . | . | . | 0 | 0.511 | 7.138 | NM | 0 | 7.649 | 58 | 18 | 0 | 0 | 76 | 16.44 | 258.491 | 0 | 0 | 274.931
2024 | 2 | VA | 17066 | Shenandoah Valley Elec Coop | Preliminary | AC | 9.172 | 4.949 | 3.756 | 0 | 17.877 | 1147 | 71 | 23 | 0 | 1241 | . | . | . | . | 0 | . | . | . | . | 0 | . | . | . | . | 0 | . | . | . | . | 0 | . | . | . | . | 0 | . | . | . | . | 0 | . | . | . | . | 0 | . | . | . | . | 0 | . | . | . | . | 0 | 0.034 | . | . | . | 0.034 | 8 | . | . | . | 8 | . | . | . | . | 0 | . | . | . | . | 0 | . | . | . | . | 0 | . | . | . | . | 0 | 9.206 | 4.949 | 3.756 | 0 | 17.911 | 1155 | 71 | 23 | 0 | 1249 | 0 | 0 | 0 | 0 | 0
2024 | 2 | VA | 19876 | Virginia Electric & Power Co | Preliminary | AC | 332.153 | 152.092 | 0.121 | . | 484.366 | 44993 | 1062 | 8 | . | 46063 | . | . | . | . | 0 | . | . | . | . | 0 | . | . | . | . | 0 | . | . | . | . | 0 | . | . | . | . | 0 | . | . | . | . | 0 | . | . | . | . | 0 | . | . | . | . | 0 | . | . | . | . | 0 | 0.078 | 0.112 | . | . | 0.19 | 29 | 10 | . | . | 39 | . | . | . | . | 0 | . | . | . | . | 0 | . | . | . | . | 0 | . | . | . | . | 0 | 332.231 | 152.204 | 0.121 | 0 | 484.556 | 45022 | 1072 | 8 | 0 | 46102 | 0 | 0 | 0 | 0 | 0
2024 | 2 | VA | 19882 | Virginia Tech Electric Service | Preliminary | AC | 0.446 | 0.145 | 0 | 0 | 0.591 | 81 | 5 | 0 | 0 | 86 | 0 | 0 | 0 | 0 | 0 | 0 | 0 | 0 | 0 | 0 | 0 | 0 | 0 | 0 | 0 | 0 | 0 | 0 | 0 | 0 | 0 | 0 | 0 | 0 | 0 | 0 | 0 | 0 | 0 | 0 | 0 | 0 | 0 | 0 | 0 | 0 | 0 | 0 | 0 | 0 | 0 | 0 | 0 | 0 | 0 | 0 | 0 | 0 | 0 | 0 | 0 | 0 | 0 | 0 | 0 | 0 | 0 | 0 | 0 | 0 | 0 | 0 | 0 | 0 | 0 | 0 | 0 | 0 | 0 | 0 | 0 | 0 | 0 | 0 | 0 | 0.446 | 0.145 | NM | 0 | 0.591 | 81 | 5 | 0 | 0 | 86 | 0 | 0 | 0 | 0 | 0
2024 | 2 | VA | 40228 | Rappahannock Electric Coop | Preliminary | AC | 23.269 | 6.14 | . | . | 29.409 | 2985 | 90 | . | . | 3075 | . | . | . | . | 0 | . | . | . | . | 0 | . | . | . | . | 0 | . | . | . | . | 0 | . | . | . | . | 0 | . | . | . | . | 0 | . | . | . | . | 0 | . | . | . | . | 0 | . | . | . | . | 0 | 0.022 | . | . | . | 0.022 | 6 | . | . | . | 6 | . | . | . | . | 0 | . | 0.839 | . | . | 0.839 | . | 1 | . | . | 1 | . | . | . | . | 0 | 23.291 | 6.979 | NM | 0 | 30.27 | 2991 | 91 | 0 | 0 | 3082 | 0 | 0 | 0 | 0 | 0
2024 | 2 | VA | 99999 | Adjustment 2024 | Preliminary |  | 46.18 | 7.388 | 0.01 | . | 53.578 | . | . | . | . | . | . | . | . | . | 0 | . | . | . | . | . | . | . | . | . | . | -0.02 | . | . | . | -0.02 | . | . | . | . | . | . | . | . | . | . | . | . | . | . | 0 | . | . | . | . | . | . | . | . | . | . | . | . | . | . | . | . | . | . | . | . | . | . | . | . | . | . | . | . | . | . | . | . | . | . | . | . | . | . | . | . | 46.18 | 7.388 | 0.01 | . | 53.578 | . | . | . | . | . | . | . | . | . | .
2024 | 2 | VT | 2548 | City of Burlington Electric - (VT) | Preliminary | AC | 1.729 | 0.426 | 0.038 | . | 2.193 | 318 | 23 | 1 | . | 342 | 0.175 | 3.566 | 0 | . | 3.741 | 68 | 87 | 0 | . | 155 | 17.409 | 125.92 | 0 | . | 143.329 | . | . | . | . | 0 | . | . | . | . | 0 | . | . | . | . | 0 | . | . | . | . | 0 | . | . | . | . | 0 | . | . | . | . | 0 | . | 0.01 | . | . | 0.01 | . | 1 | . | . | 1 | . | . | . | . | 0 | . | . | . | . | 0 | . | . | . | . | 0 | . | . | . | . | 0 | 1.904 | 4.002 | 0.038 | 0 | 5.944 | 386 | 111 | 1 | 0 | 498 | 17.409 | 125.92 | 0 | 0 | 143.329
2024 | 2 | VT | 7601 | Green Mountain Power Corp | Preliminary | AC | 75.06 | 54.104 | 0.197 | 0 | 129.361 | 6217 | 548 | 4 | 0 | 6769 | . | . | . | . | 0 | . | . | . | . | 0 | . | . | . | . | 0 | . | . | . | . | 0 | . | . | . | . | 0 | . | . | . | . | 0 | . | . | . | . | 0 | . | . | . | . | 0 | . | . | . | . | 0 | 0.192 | . | . | . | 0.192 | 14 | . | . | . | 14 | . | . | . | . | 0 | 0.916 | 0.22 | . | . | 1.136 | 55 | 2 | . | . | 57 | . | . | . | . | 0 | 76.168 | 54.324 | 0.197 | 0 | 130.689 | 6286 | 550 | 4 | 0 | 6840 | 0 | 0 | 0 | 0 | 0
2024 | 2 | VT | 19791 | Vermont Electric Cooperative, Inc | Preliminary | AC | 19.723 | 1.634 | 0 | 0 | 21.357 | 2437 | 28 | 0 | 0 | 2465 | 1.666 | 7.256 | 0 | 0 | 8.922 | 108 | 51 | 0 | 0 | 159 | . | . | . | . | . | . | . | . | . | . | . | . | . | . | . | . | . | . | . | . | . | . | . | . | . | . | . | . | . | . | . | . | . | . | . | 0.159 | 0.078 | 0 | 0 | 0.237 | 28 | 5 | 0 | 0 | 33 | . | . | . | . | . | 0.009 | 0.282 | 0 | 0 | 0.291 | 1 | 2 | 0 | 0 | 3 | . | . | . | . | . | 21.557 | 9.25 | NM | 0 | 30.807 | 2574 | 86 | 0 | 0 | 2660 | 0 | 0 | 0 | 0 | 0
2024 | 2 | VT | 99999 | Adjustment 2024 | Preliminary |  | 14.432 | 4.128 | 1.152 | . | 19.712 | . | . | . | . | . | . | . | . | . | . | . | . | . | . | . | . | . | . | . | . | . | . | . | . | . | . | . | . | . | . | . | . | . | . | . | . | . | . | . | . | . | . | . | . | . | . | . | . | . | . | . | . | . | . | . | . | . | . | . | . | . | . | . | . | . | . | . | . | . | . | . | . | . | . | . | . | . | . | . | . | 14.432 | 4.128 | 1.152 | . | 19.712 | . | . | . | . | . | . | . | . | . | .
2024 | 2 | WA | 3660 | PUD No 1 of Clark County - (WA) | Preliminary | AC | 20.358 | 0.914 | . | . | 21.272 | 2807 | 37 | . | . | 2844 | 0.406 | 0.053 | . | . | 0.459 | 696 | 5 | . | . | 701 | 287.64 | 15.15 | . | . | 302.79 | 1.29 | 0.007 | . | . | 1.297 | 146 | 1 | . | . | 147 | 3.172 | 0.02 | . | . | 3.192 | 0.03 | . | . | . | 0.03 | 3 | . | . | . | 3 | 0.081 | . | . | . | 0.081 | 0.066 | 0.002 | . | . | 0.068 | 4 | 1 | . | . | 5 | 0.26 | 0 | . | . | 0.26 | 0.016 | . | . | . | 0.016 | 1 | . | . | . | 1 | 3.31 | . | . | . | 3.31 | 20.846 | 0.969 | NM | 0 | 21.815 | 3508 | 43 | 0 | 0 | 3551 | 291.21 | 15.15 | 0 | 0 | 306.36
2024 | 2 | WA | 4442 | PUD No 1 of Cowlitz County | Preliminary | AC | 4.654 | 0.012 | . | . | 4.666 | 507 | 1 | . | . | 508 | 0.059 | . | . | . | 0.059 | 78 | . | . | . | 78 | . | . | . | . | 0 | 0.137 | . | . | . | 0.137 | 11 | . | . | . | 11 | 0.176 | . | . | . | 0.176 | . | . | . | . | 0 | . | . | . | . | 0 | . | . | . | . | 0 | 0.007 | . | . | . | 0.007 | 3 | . | . | . | 3 | . | . | . | . | 0 | 0.004 | . | . | . | 0.004 | 1 | . | . | . | 1 | . | . | . | . | 0 | 4.724 | 0.012 | NM | 0 | 4.736 | 589 | 1 | 0 | 0 | 590 | 0 | 0 | 0 | 0 | 0
2024 | 2 | WA | 14354 | PacifiCorp | Preliminary | DC | 29.323 | 8.643 | 1.006 | 0 | 38.972 | 2651 | 227 | 21 | 0 | 2899 | . | . | . | . | 0 | . | . | . | . | 0 | . | . | . | . | 0 | 0.523 | 0.008 | 0 | 0 | 0.531 | 50 | 1 | 0 | 0 | 51 | 0.764 | 0.019 | 0 | 0 | 0.783 | . | . | . | . | 0 | . | . | . | . | 0 | . | . | . | . | 0 | 0.03 | 0 | 0 | 0 | 0.03 | 4 | 0 | 0 | 0 | 4 | . | . | . | . | 0 | . | . | . | . | 0 | . | . | . | . | 0 | . | . | . | . | 0 | 29.353 | 8.643 | 1.006 | 0 | 39.002 | 2655 | 227 | 21 | 0 | 2903 | 0 | 0 | 0 | 0 | 0
2024 | 2 | WA | 15500 | Puget Sound Energy Inc | Preliminary | AC | 152.725 | 24.229 | 0.304 | 0 | 177.258 | 20736 | 1298 | 7 | 0 | 22041 | 0 | 0 | 0 | 0 | 0 | 0 | 0 | 0 | 0 | 0 | 0 | 0 | 0 | 0 | 0 | 9.152 | 0.254 | 0 | 0 | 9.406 | 1393 | 52 | 0 | 0 | 1445 | 18.507 | 0.437 | 0 | 0 | 18.944 | 0 | 0 | 0 | 0 | 0 | 0 | 0 | 0 | 0 | 0 | 0 | 0 | 0 | 0 | 0 | 0.058 | 0.016 | 0 | 0 | 0.074 | 20 | 7 | 0 | 0 | 27 | 0 | 0 | 0 | 0 | 0 | 0.116 | 0.223 | 0.014 | 0 | 0.353 | 15 | 7 | 1 | 0 | 23 | 0 | 0 | 0 | 0 | 0 | 152.899 | 24.468 | 0.318 | 0 | 177.685 | 20771 | 1312 | 8 | 0 | 22091 | 0 | 0 | 0 | 0 | 0
2024 | 2 | WA | 16868 | City of Seattle - (WA) | Preliminary | DC | 50.942 | 8.629 | . | . | 59.571 | 6970 | 431 | . | . | 7401 | . | . | . | . | 0 | . | . | . | . | 0 | . | . | . | . | 0 | 1.712 | 0.022 | . | . | 1.734 | 74 | 2 | . | . | 76 | . | . | . | . | 0 | . | . | . | . | 0 | . | . | . | . | 0 | . | . | . | . | 0 | . | . | . | . | 0 | . | . | . | . | 0 | . | . | . | . | 0 | . | . | . | . | 0 | . | . | . | . | 0 | . | . | . | . | 0 | 50.942 | 8.629 | NM | 0 | 59.571 | 6970 | 431 | 0 | 0 | 7401 | 0 | 0 | 0 | 0 | 0
2024 | 2 | WA | 17470 | PUD No 1 of Snohomish County | Preliminary | DC | 37.571 | 4.333 | . | . | 41.904 | 4291 | 171 | . | . | 4462 | . | . | . | . | 0 | . | . | . | . | 0 | . | . | . | . | 0 | 0.666 | . | . | . | 0.666 | 291 | . | . | . | 291 | 5.537 | . | . | . | 5.537 | . | . | . | . | 0 | . | . | . | . | 0 | . | . | . | . | 0 | . | . | . | . | 0 | . | . | . | . | 0 | . | . | . | . | 0 | . | . | . | . | 0 | . | . | . | . | 0 | . | . | . | . | 0 | 37.571 | 4.333 | NM | 0 | 41.904 | 4291 | 171 | 0 | 0 | 4462 | 0 | 0 | 0 | 0 | 0
2024 | 2 | WA | 18429 | City of Tacoma - (WA) | Preliminary | AC | 16.73 | 1.022 | . | . | 17.752 | 2509 | 64 | . | . | 2573 | . | . | . | . | 0 | . | . | . | . | 0 | . | . | . | . | 0 | . | . | . | . | 0 | . | . | . | . | 0 | . | . | . | . | 0 | . | . | . | . | 0 | . | . | . | . | 0 | . | . | . | . | 0 | . | . | . | . | 0 | . | . | . | . | 0 | . | . | . | . | 0 | . | . | . | . | 0 | . | . | . | . | 0 | . | . | . | . | 0 | 16.73 | 1.022 | NM | 0 | 17.752 | 2509 | 64 | 0 | 0 | 2573 | 0 | 0 | 0 | 0 | 0
2024 | 2 | WA | 20169 | Avista Corp | Preliminary | AC | 28.5 | 3.98 | . | . | 32.48 | 3793 | 201 | . | . | 3994 | . | . | . | . | . | . | . | . | . | . | . | . | . | . | . | . | . | . | . | . | . | . | . | . | . | . | . | . | . | . | . | . | . | . | . | . | . | . | . | . | . | . | . | . | . | 0.066 | . | . | . | 0.066 | 10 | . | . | . | 10 | . | . | . | . | . | 0.097 | . | . | . | 0.097 | 11 | . | . | . | 11 | . | . | . | . | . | 28.663 | 3.98 | NM | 0 | 32.643 | 3814 | 201 | 0 | 0 | 4015 | 0 | 0 | 0 | 0 | 0
2024 | 2 | WA | 99999 | Adjustment 2024 | Preliminary |  | 46.848 | 2.129 | -0.134 | 0 | 48.843 | . | . | . | . | . | . | . | . | . | 0 | . | . | . | . | . | . | . | . | . | . | -0.506 | -0.005 | 0 | 0 | -0.511 | . | . | . | . | . | . | . | . | . | . | . | . | . | . | 0 | . | . | . | . | . | . | . | . | . | . | . | . | . | . | . | . | . | . | . | . | . | . | . | . | . | . | . | . | . | . | . | . | . | . | . | . | . | . | . | . | 46.848 | 2.129 | -0.134 | 0 | 48.843 | . | . | . | . | . | . | . | . | . | .
2024 | 2 | WI | 4715 | Dahlberg Light & Power Co | Preliminary | AC | 0.411 | 0.123 | . | . | 0.534 | 58 | 2 | . | . | 60 | . | . | . | . | 0 | . | . | . | . | 0 | 1.055 | 0 | . | . | 1.055 | . | . | . | . | 0 | . | . | . | . | 0 | . | . | . | . | 0 | . | . | . | . | 0 | . | . | . | . | 0 | . | . | . | . | 0 | . | . | . | . | 0 | . | . | . | . | 0 | . | . | . | . | 0 | . | . | . | . | 0 | . | . | . | . | 0 | . | . | . | . | 0 | 0.411 | 0.123 | NM | 0 | 0.534 | 58 | 2 | 0 | 0 | 60 | 1.055 | 0 | 0 | 0 | 1.055
2024 | 2 | WI | 5574 | East Central Energy | Preliminary | AC | 0.31 | 0.02 | 0 | 0 | 0.33 | 37 | 1 | 0 | 0 | 38 | . | . | . | . | 0 | . | . | . | . | 0 | 1.588 | 0 | 0 | 0 | 1.588 | . | . | . | . | 0 | . | . | . | . | 0 | . | . | . | . | 0 | . | . | . | . | 0 | . | . | . | . | 0 | . | . | . | . | 0 | 0.022 | 0 | 0 | 0 | 0.022 | 2 | 0 | 0 | 0 | 2 | 0 | 0 | 0 | 0 | 0 | . | . | . | . | 0 | . | . | . | . | 0 | . | . | . | . | 0 | 0.332 | 0.02 | NM | 0 | 0.352 | 39 | 1 | 0 | 0 | 40 | 1.588 | 0 | 0 | 0 | 1.588
2024 | 2 | WI | 11479 | Madison Gas & Electric Co | Preliminary | AC | 14.166 | 36.557 | . | . | 50.723 | 2276 | 303 | . | . | 2579 | . | . | . | . | 0 | . | . | . | . | 0 | 505.163 | 194.634 | . | . | 699.797 | . | . | . | . | 0 | . | . | . | . | 0 | . | . | . | . | 0 | . | . | . | . | 0 | . | . | . | . | 0 | . | . | . | . | 0 | 0.04 | 0.02 | . | . | 0.06 | 4 | 1 | . | . | 5 | 0.393 | 0 | . | . | 0.393 | . | 0.4 | . | . | 0.4 | . | 1 | . | . | 1 | . | . | . | . | 0 | 14.206 | 36.977 | NM | 0 | 51.183 | 2280 | 305 | 0 | 0 | 2585 | 505.556 | 194.634 | 0 | 0 | 700.19
2024 | 2 | WI | 13697 | North Central Power Co Inc | Preliminary | AC | 0.461 | . | . | . | 0.461 | 50 | . | . | . | 50 | . | . | . | . | 0 | . | . | . | . | 0 | 0 | . | . | . | 0 | . | . | . | . | 0 | . | . | . | . | 0 | . | . | . | . | 0 | . | . | . | . | 0 | . | . | . | . | 0 | . | . | . | . | 0 | . | . | . | . | 0 | . | . | . | . | 0 | . | . | . | . | 0 | . | . | . | . | 0 | . | . | . | . | 0 | . | . | . | . | 0 | 0.461 | NM | NM | 0 | 0.461 | 50 | 0 | 0 | 0 | 50 | 0 | 0 | 0 | 0 | 0
2024 | 2 | WI | 13780 | Northern States Power Co | Preliminary | AC | 2.791 | 0.542 | 0 | 0 | 3.333 | 368 | 28 | 0 | 0 | 396 | 0.305 | 2.695 | 0 | 0 | 3 | 100 | 49 | 0 | 0 | 149 | . | . | . | . | 0 | . | . | . | . | 0 | . | . | . | . | 0 | . | . | . | . | 0 | . | . | . | . | 0 | . | . | . | . | 0 | . | . | . | . | 0 | . | . | . | . | 0 | . | . | . | . | 0 | . | . | . | . | 0 | . | . | . | . | 0 | . | . | . | . | 0 | . | . | . | . | 0 | 3.096 | 3.237 | NM | 0 | 6.333 | 468 | 77 | 0 | 0 | 545 | 0 | 0 | 0 | 0 | 0
2024 | 2 | WI | 13815 | Northwestern Wisconsin Elec Co | Preliminary | AC | 0.652 | 0.103 | 0 | 0 | 0.755 | 87 | 11 | 0 | 0 | 98 | . | . | . | . | 0 | . | . | . | . | 0 | 1.002 | 0.34 | 0 | 0 | 1.342 | . | . | . | . | 0 | . | . | . | . | 0 | . | . | . | . | 0 | . | . | . | . | 0 | . | . | . | . | 0 | . | . | . | . | 0 | 0.02 | 0.04 | 0 | 0 | 0.06 | 1 | 2 | 0 | 0 | 3 | 0 | 0 | 0 | 0 | 0 | . | . | . | . | 0 | . | . | . | . | 0 | . | . | . | . | 0 | 0.672 | 0.143 | NM | 0 | 0.815 | 88 | 13 | 0 | 0 | 101 | 1.002 | 0.34 | 0 | 0 | 1.342
2024 | 2 | WI | 20847 | Wisconsin Electric Power Co | Preliminary | DC | 42.395 | 12.138 | 15.714 | . | 70.247 | 4712 | 326 | 88 | . | 5126 | . | . | . | . | 0 | . | . | . | . | 0 | . | . | . | . | 0 | 0.803 | 0.193 | . | . | 0.996 | 101 | 5 | . | . | 106 | . | . | . | . | 0 | . | . | . | . | 0 | . | . | . | . | 0 | . | . | . | . | 0 | 0.437 | 0.799 | 0.02 | . | 1.256 | 32 | 31 | 1 | . | 64 | . | . | . | . | 0 | . | 0.025 | . | . | 0.025 | . | 4 | . | . | 4 | . | . | . | . | 0 | 42.832 | 12.962 | 15.734 | 0 | 71.528 | 4744 | 361 | 89 | 0 | 5194 | 0 | 0 | 0 | 0 | 0
2024 | 2 | WI | 20856 | Wisconsin Power & Light Co | Preliminary | AC | 28.871 | 6.42 | 0.045 | . | 35.336 | 4227 | 532 | 5 | . | 4764 | . | . | . | . | 0 | . | . | . | . | 0 | . | . | . | . | 0 | . | . | . | . | 0 | . | . | . | . | 0 | . | . | . | . | 0 | . | . | . | . | 0 | . | . | . | . | 0 | . | . | . | . | 0 | 0.251 | 0.179 | . | . | 0.43 | 30 | 18 | . | . | 48 | . | . | . | . | 0 | 0.02 | 0.25 | . | . | 0.27 | 1 | 15 | . | . | 16 | . | . | . | . | 0 | 29.142 | 6.849 | 0.045 | 0 | 36.036 | 4258 | 565 | 5 | 0 | 4828 | 0 | 0 | 0 | 0 | 0
2024 | 2 | WI | 20860 | Wisconsin Public Service Corp | Preliminary | DC | 12.009 | 16.051 | . | . | 28.06 | 1560 | 322 | . | . | 1882 | . | . | . | . | . | . | . | . | . | . | . | . | . | . | . | 0.314 | 0.602 | . | . | 0.916 | 33 | 6 | . | . | 39 | . | . | . | . | 0 | . | . | . | . | . | . | . | . | . | . | . | . | . | . | . | 0.441 | 0.511 | . | . | 0.952 | 39 | 15 | . | . | 54 | . | . | . | . | . | 0.01 | 4.23 | . | . | 4.24 | 1 | 6 | . | . | 7 | . | . | . | . | . | 12.46 | 20.792 | NM | 0 | 33.252 | 1600 | 343 | 0 | 0 | 1943 | 0 | 0 | 0 | 0 | 0
2024 | 2 | WI | 99999 | Adjustment 2024 | Preliminary |  | 14.773 | 3.783 | -2.144 | . | 16.412 | . | . | . | . | . | . | . | . | . | 0 | . | . | . | . | . | . | . | . | . | . | -0.195 | -0.139 | . | . | -0.333 | . | . | . | . | . | . | . | . | . | . | . | . | . | . | 0 | . | . | . | . | . | . | . | . | . | . | . | . | . | . | . | . | . | . | . | . | . | . | . | . | . | . | . | . | . | . | . | . | . | . | . | . | . | . | . | . | 14.773 | 3.783 | -2.144 | . | 16.412 | . | . | . | . | . | . | . | . | . | .
2024 | 2 | WV | 733 | Appalachian Power Co | Preliminary | AC | 11.852 | 1.365 | 0.483 | 0 | 13.7 | 1341 | 73 | 3 | 0 | 1417 | 0.362 | 0.377 | 0.121 | 0 | 0.86 | 34 | 24 | 1 | 0 | 59 | 466.808 | 47.771 | 9.216 | 0 | 523.795 | 1.172 | 0.015 | 0 | 0 | 1.187 | 226 | 2 | 0 | 0 | 228 | 2.991 | 0.024 | 0 | 0 | 3.015 | 0 | 0 | 0 | 0 | 0 | 0 | 0 | . | 0 | 0 | 0 | 0 | 0 | 0 | 0 | 0.026 | 0.003 | 0 | 0 | 0.029 | 5 | 1 | 0 | 0 | 6 | 0.006 | 0 | 0 | 0 | 0.006 | 0 | 0 | 0 | 0 | 0 | 0 | 0 | 0 | 0 | 0 | 0 | 0 | 0 | 0 | 0 | 12.24 | 1.745 | 0.604 | 0 | 14.589 | 1380 | 98 | 4 | 0 | 1482 | 466.814 | 47.771 | 9.216 | 0 | 523.801
2024 | 2 | WV | 12796 | Monongahela Power Co | Preliminary | AC | 5.735 | 2.907 | 0.521 | 0 | 9.163 | 712 | 78 | 4 | 0 | 794 | 0.33 | 0.363 | 0 | 0 | 0.693 | 26 | 18 | 0 | 0 | 44 | 0 | 0 | 0 | 0 | 0 | 1.043 | 0.065 | 0 | 0 | 1.108 | 127 | 5 | 0 | 0 | 132 | 0 | 0 | 0 | 0 | 0 | 0 | 0 | 0 | 0 | 0 | 0 | 0 | 0 | 0 | 0 | 0 | 0 | 0 | 0 | 0 | 0.034 | 0.001 | 0 | 0 | 0.035 | 11 | 1 | 0 | 0 | 12 | 0 | 0 | 0 | 0 | 0 | 0 | 0 | 0 | 0 | 0 | 0 | 0 | 0 | 0 | 0 | 0 | 0 | 0 | 0 | 0 | 6.099 | 3.271 | 0.521 | 0 | 9.891 | 749 | 97 | 4 | 0 | 850 | 0 | 0 | 0 | 0 | 0
2024 | 2 | WV | 15263 | The Potomac Edison Company | Preliminary | AC | 7.747 | 2.197 | 0.053 | 0 | 9.997 | 867 | 53 | 1 | 0 | 921 | 0.187 | 0.748 | 0 | 0 | 0.935 | 13 | 9 | 0 | 0 | 22 | 0 | 0 | 0 | 0 | 0 | 2.009 | 0.015 | 0 | 0 | 2.024 | 161 | 1 | 0 | 0 | 162 | 0 | 0 | 0 | 0 | 0 | 0 | 0 | 0 | 0 | 0 | 0 | 0 | 0 | 0 | 0 | 0 | 0 | 0 | 0 | 0 | 0.016 | 0.005 | 0 | 0 | 0.021 | 7 | 2 | 0 | 0 | 9 | 0 | 0 | 0 | 0 | 0 | 0 | 0 | 0 | 0 | 0 | 0 | 0 | 0 | 0 | 0 | 0 | 0 | 0 | 0 | 0 | 7.95 | 2.95 | 0.053 | 0 | 10.953 | 887 | 64 | 1 | 0 | 952 | 0 | 0 | 0 | 0 | 0
2024 | 2 | WV | 20521 | Wheeling Power Co | Preliminary | AC | 0.944 | 0.045 | 0.563 | 0 | 1.552 | 103 | 4 | 2 | 0 | 109 | 0 | 0.05 | 0 | 0 | 0.05 | 0 | 1 | 0 | 0 | 1 | 29.556 | 1.873 | 0 | 0 | 31.429 | 0.096 | 0 | 0 | 0 | 0.096 | 19 | 0 | 0 | 0 | 19 | 0.229 | 0 | 0 | 0 | 0.229 | 0 | 0 | 0 | 0 | 0 | 0 | 0 | 0 | 0 | 0 | 0 | 0 | 0 | 0 | 0 | 0.012 | 0 | 0 | 0 | 0.012 | 2 | 0 | 0 | 0 | 2 | 0.27 | 0 | 0 | 0 | 0.27 | 0 | 0 | 0 | 0 | 0 | 0 | 0 | 0 | . | 0 | 0 | 0 | 0 | 0 | 0 | 0.956 | 0.095 | 0.563 | 0 | 1.614 | 105 | 5 | 2 | 0 | 112 | 29.826 | 1.873 | 0 | 0 | 31.699
2024 | 2 | WV | 99999 | Adjustment 2024 | Preliminary |  | 0.063 | . | . | . | 0.063 | . | . | . | . | . | . | . | . | . | . | . | . | . | . | . | . | . | . | . | . | . | . | . | . | . | . | . | . | . | . | . | . | . | . | . | . | . | . | . | . | . | . | . | . | . | . | . | . | . | . | . | . | . | . | . | . | . | . | . | . | . | . | . | . | . | . | . | . | . | . | . | . | . | . | . | . | . | . | . | . | 0.063 | . | . | . | 0.063 | . | . | . | . | . | . | . | . | . | .
2024 | 2 | WY | 3461 | Cheyenne Light Fuel & Power | Preliminary | DC | 7.293 | 0.113 | . | . | 7.406 | 1037 | 12 | . | . | 1049 | . | . | . | . | 0 | . | . | . | . | 0 | . | . | . | . | 0 | . | . | . | . | 0 | . | . | . | . | 0 | . | . | . | . | 0 | . | . | . | . | 0 | . | . | . | . | 0 | . | . | . | . | 0 | 0.266 | 0.044 | . | . | 0.31 | 103 | 3 | . | . | 106 | . | . | . | . | 0 | . | . | . | . | 0 | . | . | . | . | 0 | . | . | . | . | 0 | 7.559 | 0.157 | NM | 0 | 7.716 | 1140 | 15 | 0 | 0 | 1155 | 0 | 0 | 0 | 0 | 0
2024 | 2 | WY | 7222 | City of Gillette - (WY) | Preliminary | AC | 0.232 | 0 | 0 | 0 | 0.232 | 19 | 0 | 0 | 0 | 19 | . | . | . | . | 0 | . | . | . | . | 0 | . | . | . | . | 0 | . | . | . | . | 0 | . | . | . | . | 0 | . | . | . | . | 0 | . | . | . | . | 0 | . | . | . | . | 0 | . | . | . | . | 0 | . | . | . | . | 0 | . | . | . | . | 0 | . | . | . | . | 0 | . | . | . | . | 0 | . | . | . | . | 0 | . | . | . | . | 0 | 0.232 | NM | NM | 0 | 0.232 | 19 | 0 | 0 | 0 | 19 | 0 | 0 | 0 | 0 | 0
2024 | 2 | WY | 8566 | High Plains Power Inc | Preliminary | AC | 0.835 | 0.061 | . | . | 0.896 | 96 | 6 | . | . | 102 | . | . | . | . | 0 | . | . | . | . | 0 | . | . | . | . | 0 | . | . | . | . | 0 | . | . | . | . | 0 | . | . | . | . | 0 | . | . | . | . | 0 | . | . | . | . | 0 | . | . | . | . | 0 | 0.009 | 0.025 | . | . | 0.034 | 2 | 5 | . | . | 7 | . | . | . | . | 0 | . | . | . | . | 0 | . | . | . | . | 0 | . | . | . | . | 0 | 0.844 | 0.086 | NM | 0 | 0.93 | 98 | 11 | 0 | 0 | 109 | 0 | 0 | 0 | 0 | 0
2024 | 2 | WY | 11273 | Lower Valley Energy Inc | Preliminary | AC | 0.936 | 0.422 | 0.231 | . | 1.589 | 120 | 19 | 8 | . | 147 | . | . | . | . | 0 | . | . | . | . | 0 | . | . | . | . | 0 | . | . | . | . | 0 | . | . | . | . | 0 | . | . | . | . | 0 | . | . | . | . | 0 | . | . | . | . | 0 | . | . | . | . | 0 | . | 0.025 | . | . | 0.025 | . | 2 | . | . | 2 | . | . | . | . | 0 | . | . | . | . | 0 | . | . | . | . | 0 | . | . | . | . | 0 | 0.936 | 0.447 | 0.231 | 0 | 1.614 | 120 | 21 | 8 | 0 | 149 | 0 | 0 | 0 | 0 | 0
2024 | 2 | WY | 12199 | Montana-Dakota Utilities Co | Preliminary | AC | 0.993 | 0.163 | . | . | 1.156 | 145 | 14 | . | . | 159 | . | . | . | . | 0 | . | . | . | . | 0 | . | . | . | . | 0 | 0.108 | . | . | . | 0.108 | 16 | . | . | . | 16 | . | . | . | . | 0 | . | . | . | . | 0 | . | . | . | . | 0 | . | . | . | . | 0 | 0.004 | . | . | . | 0.004 | 2 | . | . | . | 2 | . | . | . | . | 0 | . | 0.24 | . | . | 0.24 | . | 1 | . | . | 1 | . | . | . | . | 0 | 0.997 | 0.403 | NM | 0 | 1.4 | 147 | 15 | 0 | 0 | 162 | 0 | 0 | 0 | 0 | 0
2024 | 2 | WY | 14354 | PacifiCorp | Preliminary | DC | 5.159 | 1.175 | 0.049 | 0 | 6.383 | 693 | 79 | 2 | 0 | 774 | . | . | . | . | 0 | . | . | . | . | 0 | . | . | . | . | 0 | 0.933 | 0.126 | 0 | 0 | 1.059 | 74 | 5 | 0 | 0 | 79 | 1.181 | 0.222 | 0 | 0 | 1.403 | . | . | . | . | 0 | . | . | . | . | 0 | . | . | . | . | 0 | 0.183 | 0.101 | 0 | 0 | 0.284 | 53 | 14 | 0 | 0 | 67 | . | . | . | . | 0 | 0.034 | 0.021 | 0 | 0 | 0.055 | 8 | 3 | 0 | 0 | 11 | . | . | . | . | 0 | 5.376 | 1.297 | 0.049 | 0 | 6.722 | 754 | 96 | 2 | 0 | 852 | 0 | 0 | 0 | 0 | 0
2024 | 2 | WY | 19156 | Powder River Energy Corp | Preliminary | AC | 1.177 | 0.062 | 0.104 | 0 | 1.343 | 104 | 3 | 10 | 0 | 117 | . | . | . | . | 0 | . | . | . | . | 0 | . | . | . | . | 0 | . | . | . | . | 0 | . | . | . | . | 0 | . | . | . | . | 0 | . | . | . | . | 0 | . | . | . | . | 0 | . | . | . | . | 0 | 0.025 | 0.01 | 0 | 0 | 0.035 | 8 | 1 | 0 | 0 | 9 | . | . | . | . | 0 | . | . | . | . | 0 | . | . | . | . | 0 | . | . | . | . | 0 | 1.202 | 0.072 | 0.104 | 0 | 1.378 | 112 | 4 | 10 | 0 | 126 | 0 | 0 | 0 | 0 | 0
2024 | 2 | WY | 27058 | High West Energy, Inc | Preliminary | AC | 0.42 | . | . | . | 0.42 | 210 | . | . | . | 210 | . | . | . | . | 0 | . | . | . | . | 0 | . | . | . | . | 0 | . | . | . | . | 0 | . | . | . | . | 0 | . | . | . | . | 0 | . | . | . | . | 0 | . | . | . | . | 0 | . | . | . | . | 0 | 0.06 | . | 0.004 | . | 0.064 | 30 | . | 1 | . | 31 | . | . | . | . | 0 | . | . | . | . | 0 | . | . | . | . | 0 | . | . | . | . | 0 | 0.48 | NM | 0.004 | 0 | 0.484 | 240 | 0 | 1 | 0 | 241 | 0 | 0 | 0 | 0 | 0
2024 | 2 | WY | 99999 | Adjustment 2024 | Preliminary |  | -1.382 | -0.063 | 0.033 | 0 | -1.411 | . | . | . | . | . | . | . | . | . | 0 | . | . | . | . | . | . | . | . | . | . | -0.163 | -0.022 | 0 | 0 | -0.185 | . | . | . | . | . | . | . | . | . | . | . | . | . | . | 0 | . | . | . | . | . | . | . | . | . | . | . | . | . | . | . | . | . | . | . | . | . | . | . | . | . | . | . | . | . | . | . | . | . | . | . | . | . | . | . | . | -1.382 | -0.063 | 0.033 | 0 | -1.411 | . | . | . | . | . | . | . | . | . | .
2024 | 3 | AK | 219 | Alaska Power and Telephone Co | Preliminary | AC | 0.012 | 0.021 | . | . | 0.033 | 3 | 2 | . | . | 5 | . | . | . | . | 0 | . | . | . | . | 0 | . | . | . | . | 0 | . | . | . | . | 0 | . | . | . | . | 0 | . | . | . | . | 0 | . | . | . | . | 0 | . | . | . | . | 0 | . | . | . | . | 0 | . | . | . | . | 0 | . | . | . | . | 0 | . | . | . | . | 0 | 0.005 | . | . | . | 0.005 | 1 | . | . | . | 1 | . | . | . | . | 0 | 0.017 | 0.021 | NM | 0 | 0.038 | 4 | 2 | 0 | 0 | 6 | 0 | 0 | 0 | 0 | 0
2024 | 3 | AK | 3522 | Chugach Electric Assn Inc | Preliminary | AC | 4.051 | 0.675 | . | . | 4.726 | 830 | 63 | . | . | 893 | . | . | . | . | 0 | . | . | . | . | 0 | . | . | . | . | 0 | . | . | . | . | 0 | . | . | . | . | 0 | . | . | . | . | 0 | . | . | . | . | 0 | . | . | . | . | 0 | . | . | . | . | 0 | . | 0.01 | . | . | 0.01 | . | 4 | . | . | 4 | . | . | . | . | 0 | . | . | . | . | 0 | . | . | . | . | 0 | . | . | . | . | 0 | 4.051 | 0.685 | NM | 0 | 4.736 | 830 | 67 | 0 | 0 | 897 | 0 | 0 | 0 | 0 | 0
2024 | 3 | AK | 7353 | Golden Valley Elec Assn Inc | Preliminary | AC | 3.883 | 0.569 | 0.121 | 0 | 4.573 | 732 | 58 | 9 | 0 | 799 | . | . | . | . | 0 | . | . | . | . | 0 | 6.194 | 3.141 | 0 | 0 | 9.335 | . | . | . | . | 0 | . | . | . | . | 0 | . | . | . | . | 0 | . | . | . | . | 0 | . | . | . | . | 0 | . | . | . | . | 0 | 0.018 | 0.012 | 0 | 0 | 0.03 | 6 | 2 | 0 | 0 | 8 | 0 | 0 | 0 | 0 | 0 | . | . | . | . | 0 | . | . | . | . | 0 | . | . | . | . | 0 | 3.901 | 0.581 | 0.121 | 0 | 4.603 | 738 | 60 | 9 | 0 | 807 | 6.194 | 3.141 | 0 | 0 | 9.335
2024 | 3 | AK | 11824 | Matanuska Electric Assn Inc | Preliminary | AC | 2.632 | 0.406 | . | . | 3.038 | 411 | 33 | . | . | 444 | . | . | . | . | 0 | . | . | . | . | 0 | . | . | . | . | 0 | . | . | . | . | 0 | . | . | . | . | 0 | . | . | . | . | 0 | . | . | . | . | 0 | . | . | . | . | 0 | . | . | . | . | 0 | 0.064 | 0.016 | . | . | 0.08 | 20 | 3 | . | . | 23 | . | . | . | . | 0 | 0.048 | 0.004 | . | . | 0.052 | 7 | 1 | . | . | 8 | . | . | . | . | 0 | 2.744 | 0.426 | NM | 0 | 3.17 | 438 | 37 | 0 | 0 | 475 | 0 | 0 | 0 | 0 | 0
2024 | 3 | AK | 19558 | Homer Electric Assn Inc | Preliminary | DC | 2.791 | 0.831 | . | . | 3.622 | 491 | 48 | . | . | 539 | . | . | . | . | 0 | . | . | . | . | 0 | 55.271 | 3.742 | . | . | 59.013 | . | . | . | . | 0 | . | . | . | . | 0 | . | . | . | . | 0 | . | . | . | . | 0 | . | . | . | . | 0 | . | . | . | . | 0 | 0.103 | 0.014 | . | . | 0.117 | 31 | 3 | . | . | 34 | 1.39 | 0.143 | . | . | 1.533 | . | . | . | . | 0 | . | . | . | . | 0 | . | . | . | . | 0 | 2.894 | 0.845 | NM | 0 | 3.739 | 522 | 51 | 0 | 0 | 573 | 56.661 | 3.885 | 0 | 0 | 60.546
2024 | 3 | AK | 99999 | Adjustment 2024 | Preliminary |  | 0.372 | 0.293 | . | . | 0.665 | . | . | . | . | . | . | . | . | . | 0 | . | . | . | . | . | . | . | . | . | . | . | . | . | . | 0 | . | . | . | . | . | . | . | . | . | . | . | . | . | . | 0 | . | . | . | . | . | . | . | . | . | . | . | . | . | . | . | . | . | . | . | . | . | . | . | . | . | . | . | . | . | . | . | . | . | . | . | . | . | . | . | . | 0.372 | 0.293 | . | . | 0.665 | . | . | . | . | . | . | . | . | . | .
2024 | 3 | AL | 99999 | Adjustment 2024 | Preliminary |  | NM | NM | . | . | NM | . | . | . | . | . | . | . | . | . | . | . | . | . | . | . | . | . | . | . | . | . | . | . | . | . | . | . | . | . | . | . | . | . | . | . | . | . | . | . | . | . | . | . | . | . | . | . | . | . | . | . | . | . | . | . | . | . | . | . | . | . | . | . | . | . | . | . | . | . | . | . | . | . | . | . | . | . | . | . | . | NM | NM | . | . | NM | . | . | . | . | . | . | . | . | . | .
2024 | 3 | AR | 814 | Entergy Arkansas LLC | Preliminary | DC | 74.437 | 70.313 | 6.011 | . | 150.761 | 6957 | 292 | 38 | . | 7287 | . | . | . | . | 0 | . | . | . | . | 0 | . | . | . | . | 0 | . | . | . | . | 0 | . | . | . | . | 0 | . | . | . | . | 0 | . | . | . | . | 0 | . | . | . | . | 0 | . | . | . | . | 0 | 0.007 | 0.002 | 0.006 | . | 0.015 | 1 | 1 | 2 | . | 4 | . | . | . | . | 0 | 0.022 | 0 | 0 | . | 0.022 | 1 | 0 | 0 | . | 1 | . | . | . | . | 0 | 74.466 | 70.315 | 6.017 | 0 | 150.798 | 6959 | 293 | 40 | 0 | 7292 | 0 | 0 | 0 | 0 | 0
2024 | 3 | AR | 817 | Arkansas Valley Elec Coop Corp | Preliminary | AC | 10.981 | 2.114 | . | . | 13.095 | 918 | 16 | . | . | 934 | . | . | . | . | 0 | . | . | . | . | 0 | 680.565 | 213.74 | . | . | 894.305 | . | . | . | . | 0 | . | . | . | . | 0 | . | . | . | . | 0 | . | . | . | . | 0 | . | . | . | . | 0 | . | . | . | . | 0 | 0.001 | . | . | . | 0.001 | 1 | . | . | . | 1 | 0 | . | . | . | 0 | . | . | . | . | 0 | . | . | . | . | 0 | . | . | . | . | 0 | 10.982 | 2.114 | NM | 0 | 13.096 | 919 | 16 | 0 | 0 | 935 | 680.565 | 213.74 | 0 | 0 | 894.305
2024 | 3 | AR | 3093 | Carroll Electric Coop Corp - (AR) | Preliminary | DC | 17.185 | . | . | . | 17.185 | 2040 | . | . | . | 2040 | . | . | . | . | 0 | . | . | . | . | 0 | . | . | . | . | 0 | . | . | . | . | 0 | . | . | . | . | 0 | . | . | . | . | 0 | . | . | . | . | 0 | . | . | . | . | 0 | . | . | . | . | 0 | 0.019 | . | . | . | 0.019 | 3 | . | . | . | 3 | . | . | . | . | 0 | . | . | . | . | 0 | . | . | . | . | 0 | . | . | . | . | 0 | 17.204 | NM | NM | 0 | 17.204 | 2043 | 0 | 0 | 0 | 2043 | 0 | 0 | 0 | 0 | 0
2024 | 3 | AR | 5860 | Empire District Electric Co | Preliminary | AC | 1.036 | . | . | . | 1.036 | 135 | . | . | . | 135 | . | . | . | . | 0 | . | . | . | . | 0 | 16.254 | . | . | . | 16.254 | . | . | . | . | 0 | . | . | . | . | 0 | . | . | . | . | 0 | . | . | . | . | 0 | . | . | . | . | 0 | . | . | . | . | 0 | . | . | . | . | 0 | . | . | . | . | 0 | . | . | . | . | 0 | . | . | . | . | 0 | . | . | . | . | 0 | . | . | . | . | 0 | 1.036 | NM | NM | 0 | 1.036 | 135 | 0 | 0 | 0 | 135 | 16.254 | 0 | 0 | 0 | 16.254
2024 | 3 | AR | 6342 | First Electric Coop Corp | Preliminary | AC | 16.244 | 2.49 | 0.791 | 0 | 19.525 | 1758 | 13 | 7 | 0 | 1778 | 0 | 0 | 0 | 0 | 0 | 0 | 0 | 0 | 0 | 0 | 0 | 0 | 0 | 0 | 0 | 0 | 0 | 0 | 0 | 0 | 0 | 0 | 0 | 0 | 0 | 0 | 0 | 0 | 0 | 0 | 0 | 0 | 0 | 0 | 0 | 0 | 0 | 0 | 0 | 0 | 0 | 0 | 0 | 0 | 0 | 0 | 0 | 0 | 0 | 0 | 0 | 0 | 0 | 0 | 0 | 0 | 0 | 0 | 0 | 0 | 0 | 0 | 0 | 0 | 0 | 0 | 0 | 0 | 0 | 0 | 0 | 0 | 0 | 0 | 0 | 16.244 | 2.49 | 0.791 | 0 | 19.525 | 1758 | 13 | 7 | 0 | 1778 | 0 | 0 | 0 | 0 | 0
2024 | 3 | AR | 13718 | City of North Little Rock - (AR) | Preliminary | AC | 2.55 | 0.45 | 2.79 | . | 5.79 | 338 | 6 | 2 | . | 346 | . | . | . | . | 0 | . | . | . | . | 0 | . | . | . | . | 0 | . | . | . | . | 0 | . | . | . | . | 0 | . | . | . | . | 0 | . | . | . | . | 0 | . | . | . | . | 0 | . | . | . | . | 0 | . | . | . | . | 0 | . | . | . | . | 0 | . | . | . | . | 0 | . | . | . | . | 0 | . | . | . | . | 0 | . | . | . | . | 0 | 2.55 | 0.45 | 2.79 | 0 | 5.79 | 338 | 6 | 2 | 0 | 346 | 0 | 0 | 0 | 0 | 0
2024 | 3 | AR | 14063 | Oklahoma Gas & Electric Co | Preliminary | AC | 4.877 | 2.31 | 0 | 0 | 7.187 | 614 | 20 | 0 | 0 | 634 | 1.786 | 3.131 | 0.004 | 0 | 4.921 | 473 | 406 | 1 | 0 | 880 | 0 | 0 | 0 | 0 | 0 | 0 | 0 | 0 | 0 | 0 | 0 | 0 | 0 | 0 | 0 | 0 | 0 | 0 | 0 | 0 | 0 | 0 | 0 | 0 | 0 | 0 | 0 | 0 | 0 | 0 | 0 | 0 | 0 | 0 | 0 | 0.004 | 0 | 0 | 0 | 0.004 | 2 | 0 | 0 | 0 | 2 | 0 | 0 | 0 | 0 | 0 | 0 | 0 | 0 | 0 | 0 | 0 | 0 | 0 | 0 | 0 | 0 | 0 | 0 | 0 | 0 | 6.667 | 5.441 | 0.004 | 0 | 12.112 | 1089 | 426 | 1 | 0 | 1516 | 0 | 0 | 0 | 0 | 0
2024 | 3 | AR | 17698 | Southwestern Electric Power Co | Preliminary | AC | 9.458 | 1.782 | 0.92 | . | 12.16 | 1430 | 45 | 3 | . | 1478 | 0.201 | 14.404 | . | . | 14.605 | 16 | 15 | . | . | 31 | 784.691 | 1598.436 | 32.052 | . | 2415.179 | 0.093 | 0.007 | . | . | 0.1 | 16 | 1 | . | . | 17 | 0.278 | 0.013 | . | . | 0.291 | . | . | . | . | 0 | . | . | . | . | 0 | . | . | . | . | 0 | . | . | . | . | 0 | . | . | . | . | 0 | . | . | . | . | 0 | . | . | . | . | 0 | . | . | . | . | 0 | . | . | . | . | 0 | 9.659 | 16.186 | 0.92 | 0 | 26.765 | 1446 | 60 | 3 | 0 | 1509 | 784.691 | 1598.436 | 32.052 | 0 | 2415.179
2024 | 3 | AR | 99999 | Adjustment 2024 | Preliminary |  | 2.521 | 3.947 | 27.82 | . | 34.288 | . | . | . | . | . | . | . | . | . | 0 | . | . | . | . | . | . | . | . | . | . | . | . | . | . | 0 | . | . | . | . | . | . | . | . | . | . | . | . | . | . | 0 | . | . | . | . | . | . | . | . | . | . | . | . | . | . | . | . | . | . | . | . | . | . | . | . | . | . | . | . | . | . | . | . | . | . | . | . | . | . | . | . | 2.521 | 3.947 | 27.82 | . | 34.288 | . | . | . | . | . | . | . | . | . | .
2024 | 3 | AZ | 176 | Ajo Improvement Co | Preliminary | AC | 0.061 | 0.005 | . | . | 0.066 | 12 | 3 | . | . | 15 | . | . | . | . | 0 | . | . | . | . | 0 | 4.925 | 0.271 | . | . | 5.196 | . | . | . | . | 0 | . | . | . | . | 0 | . | . | . | . | 0 | . | . | . | . | 0 | . | . | . | . | 0 | . | . | . | . | 0 | . | . | . | . | 0 | . | . | . | . | 0 | . | . | . | . | 0 | . | . | . | . | 0 | . | . | . | . | 0 | . | . | . | . | 0 | 0.061 | 0.005 | NM | 0 | 0.066 | 12 | 3 | 0 | 0 | 15 | 4.925 | 0.271 | 0 | 0 | 5.196
2024 | 3 | AZ | 803 | Arizona Public Service Co | Preliminary | DC | 1569.694 | 362.009 | 0 | 0 | 1931.703 | 175687 | 2141 | 0 | 0 | 177828 | . | . | . | . | 0 | . | . | . | . | 0 | . | . | . | . | 0 | 28.988 | 1.346 | 0 | 0 | 30.334 | 3437 | 17 | 0 | 0 | 3454 | 67.865 | 2.402 | 0 | 0 | 70.267 | 0.844 | 1.321 | 0 | 0 | 2.165 | 105 | 7 | 0 | 0 | 112 | 2.249 | 0.891 | 0 | 0 | 3.14 | 0.057 | 0.125 | 0 | 0 | 0.182 | 25 | 12 | 0 | 0 | 37 | . | . | . | . | 0 | . | . | . | . | 0 | . | . | . | . | 0 | . | . | . | . | 0 | 1569.751 | 362.134 | NM | 0 | 1931.885 | 175712 | 2153 | 0 | 0 | 177865 | 0 | 0 | 0 | 0 | 0
2024 | 3 | AZ | 12919 | Morenci Water and Electric | Preliminary | AC | 0.008 | 0.028 | . | . | 0.036 | 1 | 3 | . | . | 4 | . | . | . | . | 0 | . | . | . | . | 0 | 0.738 | 2.163 | . | . | 2.901 | . | . | . | . | 0 | . | . | . | . | 0 | . | . | . | . | 0 | . | . | . | . | 0 | . | . | . | . | 0 | . | . | . | . | 0 | . | . | . | . | 0 | . | . | . | . | 0 | . | . | . | . | 0 | . | . | . | . | 0 | . | . | . | . | 0 | . | . | . | . | 0 | 0.008 | 0.028 | NM | 0 | 0.036 | 1 | 3 | 0 | 0 | 4 | 0.738 | 2.163 | 0 | 0 | 2.901
2024 | 3 | AZ | 16572 | Salt River Project | Preliminary | AC | 366.48 | 136.78 | 7.28 | 0 | 510.54 | 56641 | 892 | 10 | 0 | 57543 | 0 | 0 | 0 | 0 | 0 | 0 | 0 | 0 | 0 | 0 | 16593.99 | 4571.6 | 0 | 0 | 21165.59 | 22.76 | 0.84 | 0 | 0 | 23.6 | 3582 | 14 | 0 | 0 | 3596 | 72.38 | 1.56 | 0 | 0 | 73.94 | 1.76 | 0 | 0 | 0 | 1.76 | 220 | 0 | 0 | 0 | 220 | 4.76 | 0 | 0 | 0 | 4.76 | . | . | . | . | 0 | . | . | . | . | 0 | . | . | . | . | 0 | . | . | . | . | 0 | . | . | . | . | 0 | . | . | . | . | 0 | 366.48 | 136.78 | 7.28 | 0 | 510.54 | 56641 | 892 | 10 | 0 | 57543 | 16593.99 | 4571.6 | 0 | 0 | 21165.59
2024 | 3 | AZ | 19189 | Trico Electric Cooperative Inc | Preliminary | DC | 41.483 | 15.681 | . | . | 57.164 | 5266 | 76 | . | . | 5342 | 0.043 | 0.183 | . | . | 0.226 | 42 | 1 | . | . | 43 | 3364.28 | 673.44 | . | . | 4037.72 | . | . | . | . | 0 | . | . | . | . | 0 | . | . | . | . | 0 | . | . | . | . | 0 | . | . | . | . | 0 | . | . | . | . | 0 | 0.002 | . | . | . | 0.002 | 1 | . | . | . | 1 | 0 | . | . | . | 0 | . | . | . | . | 0 | . | . | . | . | 0 | . | . | . | . | 0 | 41.528 | 15.864 | NM | 0 | 57.392 | 5309 | 77 | 0 | 0 | 5386 | 3364.28 | 673.44 | 0 | 0 | 4037.72
2024 | 3 | AZ | 19728 | UNS Electric, Inc | Preliminary | AC | 70.52 | 17.26 | . | . | 87.78 | 8860 | 230 | . | . | 9090 | . | . | . | . | 0 | . | . | . | . | 0 | 6983.572 | 695.276 | . | . | 7678.848 | 1.22 | . | . | . | 1.22 | 148 | . | . | . | 148 | . | . | . | . | 0 | . | . | . | . | 0 | . | . | . | . | 0 | . | . | . | . | 0 | 0.3 | 0.01 | . | . | 0.31 | 117 | 1 | . | . | 118 | 7.152 | . | . | . | 7.152 | . | . | . | . | 0 | . | . | . | . | 0 | . | . | . | . | 0 | 70.82 | 17.27 | NM | 0 | 88.09 | 8977 | 231 | 0 | 0 | 9208 | 6990.724 | 695.276 | 0 | 0 | 7686
2024 | 3 | AZ | 21538 | Mohave Electric Cooperative, Inc. | Preliminary | AC | 20.423 | 3.583 | . | . | 24.006 | 2001 | 92 | . | . | 2093 | . | . | . | . | 0 | . | . | . | . | 0 | 593.823 | 85.932 | . | . | 679.755 | . | . | . | . | 0 | . | . | . | . | 0 | . | . | . | . | 0 | . | . | . | . | 0 | . | . | . | . | 0 | . | . | . | . | 0 | 0.055 | . | . | . | 0.055 | 25 | . | . | . | 25 | . | . | . | . | 0 | . | . | . | . | 0 | . | . | . | . | 0 | . | . | . | . | 0 | 20.478 | 3.583 | NM | 0 | 24.061 | 2026 | 92 | 0 | 0 | 2118 | 593.823 | 85.932 | 0 | 0 | 679.755
2024 | 3 | AZ | 24211 | Tucson Electric Power Co | Preliminary | AC | 322.336 | 154.48 | . | . | 476.816 | 48113 | 1082 | . | . | 49195 | . | . | . | . | 0 | . | . | . | . | 0 | 5048.7 | 2792.85 | . | . | 7841.55 | 10.37 | 0.34 | . | . | 10.71 | 1100 | 7 | . | . | 1107 | . | . | . | . | 0 | . | 0.21 | . | . | 0.21 | . | 1 | . | . | 1 | . | . | . | . | 0 | 0.024 | . | . | . | 0.024 | 1 | . | . | . | 1 | 0.004 | . | . | . | 0.004 | . | . | . | . | 0 | . | . | . | . | 0 | . | . | . | . | 0 | 322.36 | 154.48 | NM | 0 | 476.84 | 48114 | 1082 | 0 | 0 | 49196 | 5048.704 | 2792.85 | 0 | 0 | 7841.554
2024 | 3 | AZ | 99999 | Adjustment 2024 | Preliminary |  | -232.828 | -57.739 | 0 | 0 | -290.567 | . | . | . | . | . | -0.007 | -0.032 | . | . | -0.039 | . | . | . | . | . | . | . | . | . | . | -5.056 | -0.235 | 0 | 0 | -5.29 | . | . | . | . | . | . | . | . | . | . | -0.147 | -0.23 | 0 | 0 | -0.378 | . | . | . | . | . | . | . | . | . | . | . | . | . | . | . | . | . | . | . | . | . | . | . | . | . | . | . | . | . | . | . | . | . | . | . | . | . | . | . | . | -232.836 | -57.771 | NM | 0 | -290.607 | . | . | . | . | . | . | . | . | . | .
2024 | 3 | CA | 4390 | City of Corona - (CA) | Preliminary | AC | 0.136 | 0.4 | 0 | 0 | 0.536 | 18 | 3 | 0 | 0 | 21 | 0 | 0 | 0 | 0 | 0 | 0 | 0 | 0 | 0 | 0 | 0 | 0 | 0 | 0 | 0 | 0 | 0 | 0 | 0 | 0 | 0 | 0 | 0 | 0 | 0 | 0 | 0 | 0 | 0 | 0 | 0 | 0 | 0 | 0 | 0 | 0 | 0 | 0 | 0 | 0 | 0 | 0 | 0 | 0 | 0 | 0 | 0 | 0 | 0 | 0 | 0 | 0 | 0 | 0 | 0 | 0 | 0 | 0 | 0 | 0 | 0 | 0 | 0 | 0 | 0 | 0 | 0 | 0 | 0 | 0 | . | 0 | 0 | 0 | 0 | 0.136 | 0.4 | NM | 0 | 0.536 | 18 | 3 | 0 | 0 | 21 | 0 | 0 | 0 | 0 | 0
2024 | 3 | CA | 9216 | Imperial Irrigation District | Preliminary | AC | 68.821 | 57.143 | . | . | 125.964 | 8955 | 258 | . | . | 9213 | 3.528 | 0.309 | . | . | 3.837 | 1148 | 101 | . | . | 1249 | . | . | . | . | 0 | . | . | . | . | 0 | . | . | . | . | 0 | . | . | . | . | 0 | . | . | . | . | 0 | . | . | . | . | 0 | . | . | . | . | 0 | 0.002 | . | . | . | 0.002 | 1 | . | . | . | 1 | . | . | . | . | 0 | . | 2.15 | . | . | 2.15 | . | 8 | . | . | 8 | . | . | . | . | 0 | 72.351 | 59.602 | NM | 0 | 131.953 | 10104 | 367 | 0 | 0 | 10471 | 0 | 0 | 0 | 0 | 0
2024 | 3 | CA | 11208 | Los Angeles Department of Water & Power | Preliminary | AC | 499.647 | 131.728 | . | . | 631.375 | 81877 | 1686 | . | . | 83563 | . | . | . | . | 0 | . | . | . | . | 0 | 22506.47 | 2984.49 | . | . | 25490.96 | 36.614 | 2.03 | . | . | 38.644 | 4730 | 3 | . | . | 4733 | . | . | . | . | 0 | 8.752 | 1.14 | . | . | 9.892 | 1153 | 5 | . | . | 1158 | . | . | . | . | 0 | . | . | . | . | 0 | . | . | . | . | 0 | . | . | . | . | 0 | . | . | . | . | 0 | . | . | . | . | 0 | . | . | . | . | 0 | 499.647 | 131.728 | NM | 0 | 631.375 | 81877 | 1686 | 0 | 0 | 83563 | 22506.47 | 2984.49 | 0 | 0 | 25490.96
2024 | 3 | CA | 12745 | Modesto Irrigation District | Preliminary | AC | 52.711 | 16.872 | 9.914 | 0 | 79.497 | 10575 | 183 | 55 | 0 | 10813 | . | . | . | . | 0 | . | . | . | . | 0 | . | . | . | . | 0 | 3.472 | 0 | 0.171 | 0 | 3.643 | 463 | 0 | 1 | 0 | 464 | 0 | 0 | 0 | 0 | 0 | . | . | 1.341 | . | 1.341 | . | . | 1 | . | 1 | . | . | 0 | . | 0 | . | . | . | . | 0 | . | . | . | . | 0 | . | . | . | . | 0 | . | . | . | . | 0 | . | . | . | . | 0 | . | . | . | . | 0 | 52.711 | 16.872 | 9.914 | 0 | 79.497 | 10575 | 183 | 55 | 0 | 10813 | 0 | 0 | 0 | 0 | 0
2024 | 3 | CA | 14328 | Pacific Gas & Electric Co. | Preliminary | AC | 5121.55 | 1553.092 | 1270.907 | 0 | 7945.549 | 814227 | 15937 | 5400 | 0 | 835564 | 23.158 | 50.541 | 0.138 | 0 | 73.837 | 5954 | 3889 | 4 | 0 | 9847 | 0 | 0 | 0 | 0 | 0 | 561.21 | 36.267 | 56.533 | 0 | 654.01 | 81697 | 359 | 158 | 0 | 82214 | 0 | 0 | 0 | 0 | 0 | 0.085 | 0 | 0.245 | 0 | 0.33 | 8 | 0 | 2 | 0 | 10 | 0 | 0 | 0 | 0 | 0 | 0.91 | 0.622 | 27.123 | 0 | 28.655 | 164 | 36 | 42 | 0 | 242 | 0 | 0 | 0 | 0 | 0 | 1.243 | 61.177 | 182.835 | 0 | 245.255 | 37 | 92 | 251 | 0 | 380 | 0 | 0 | 0 | 0 | 0 | 5146.861 | 1665.432 | 1481.003 | 0 | 8293.296 | 820382 | 19954 | 5697 | 0 | 846033 | 0 | 0 | 0 | 0 | 0
2024 | 3 | CA | 14354 | PacifiCorp | Preliminary | DC | 5.801 | 5.232 | 2.964 | 0 | 13.997 | 750 | 69 | 21 | 0 | 840 | . | . | . | . | 0 | . | . | . | . | 0 | . | . | . | . | 0 | 0.712 | 0.03 | 0 | 0 | 0.742 | 61 | 1 | 0 | 0 | 62 | 0.895 | 0.01 | 0 | 0 | 0.905 | . | . | . | . | 0 | . | . | . | . | 0 | . | . | . | . | 0 | 0.001 | 0.005 | 0 | 0 | 0.006 | 1 | 2 | 0 | 0 | 3 | . | . | . | . | 0 | 0.011 | 0.066 | 0 | 0 | 0.077 | 2 | 1 | 0 | 0 | 3 | . | . | . | . | 0 | 5.813 | 5.303 | 2.964 | 0 | 14.08 | 753 | 72 | 21 | 0 | 846 | 0 | 0 | 0 | 0 | 0
2024 | 3 | CA | 14534 | City of Pasadena - (CA) | Preliminary | AC | 14.978 | 9.812 | . | . | 24.79 | 2551 | 103 | . | . | 2654 | . | . | . | . | 0 | . | . | . | . | 0 | 48.436 | 47.933 | 0 | 0 | 96.369 | . | . | . | . | 0 | . | . | . | . | 0 | . | . | . | . | 0 | . | . | . | . | 0 | . | . | . | . | 0 | . | . | . | . | 0 | . | . | . | . | 0 | . | . | . | . | 0 | . | . | . | . | 0 | . | . | . | . | 0 | . | . | . | . | 0 | . | . | . | . | 0 | 14.978 | 9.812 | NM | 0 | 24.79 | 2551 | 103 | 0 | 0 | 2654 | 48.436 | 47.933 | 0 | 0 | 96.369
2024 | 3 | CA | 16534 | Sacramento Municipal Util Dist | Preliminary | AC | 238.705 | 84.929 | 38.212 | 0 | 361.846 | 52809 | 1253 | 53 | 0 | 54115 | 0.671 | 0.348 | 0 | 0 | 1.019 | 560 | 43 | 0 | 0 | 603 | . | . | . | . | 0 | 10.787 | 0.063 | 0.5 | . | 11.35 | 1677 | 5 | 1 | . | 1683 | . | . | . | . | 0 | . | . | . | . | 0 | . | . | . | . | 0 | . | . | . | . | 0 | 0.002 | 0 | 0.005 | 0 | 0.007 | 1 | 0 | 1 | 0 | 2 | . | . | . | . | 0 | . | . | . | . | 0 | . | . | . | . | 0 | . | . | . | . | 0 | 239.378 | 85.277 | 38.217 | 0 | 362.872 | 53370 | 1296 | 54 | 0 | 54720 | 0 | 0 | 0 | 0 | 0
2024 | 3 | CA | 16609 | San Diego Gas & Electric Co | Preliminary | AC | 1732.014 | 301.193 | 103.743 | 0 | 2136.95 | 312939 | 5452 | 140 | 0 | 318531 | 22.721 | 6.814 | 3.825 | 0 | 33.36 | 607 | 81 | 6 | 0 | 694 | 0 | 2 | 0 | 0 | 2 | 68.518 | 15.987 | 5.476 | 0 | 89.981 | 10257 | 186 | 7 | 0 | 10450 | 0 | 0 | 0 | 0 | 0 | 0 | 0 | 0 | 0 | 0 | 0 | 0 | 0 | 0 | 0 | 0 | 0 | 0 | 0 | 0 | 0.122 | 0.007 | 1 | 0 | 1.129 | 37 | 3 | 1 | 0 | 41 | 0 | 0 | 0 | 0 | 0 | 0.022 | 14.177 | 15.308 | 0 | 29.507 | 2 | 52 | 21 | 0 | 75 | 0 | 0 | 0 | 0 | 0 | 1754.879 | 322.191 | 123.876 | 0 | 2200.946 | 313585 | 5588 | 168 | 0 | 319341 | 0 | 2 | 0 | 0 | 2
2024 | 3 | CA | 16655 | City of Santa Clara - (CA) | Preliminary | AC | 3.207 | 16.313 | . | . | 19.52 | 826 | 99 | . | . | 925 | . | . | . | . | 0 | . | . | . | . | 0 | . | . | . | . | 0 | . | . | . | . | 0 | . | . | . | . | 0 | . | . | . | . | 0 | . | . | . | . | 0 | . | . | . | . | 0 | . | . | . | . | 0 | . | . | . | . | 0 | . | . | . | . | 0 | . | . | . | . | 0 | . | . | . | . | 0 | . | . | . | . | 0 | . | . | . | . | 0 | 3.207 | 16.313 | NM | 0 | 19.52 | 826 | 99 | 0 | 0 | 925 | 0 | 0 | 0 | 0 | 0
2024 | 3 | CA | 17609 | Southern California Edison Co | Preliminary | AC | 3977.068 | 1019.839 | 289.938 | . | 5286.845 | 643467 | 9314 | 517 | . | 653298 | 8.337 | 46.434 | . | . | 54.771 | 103 | 1152 | . | . | 1255 | . | . | . | . | 0 | 356.865 | 62.444 | 5.857 | . | 425.166 | 54864 | 455 | 16 | . | 55335 | 865.943 | 146.682 | 18.142 | . | 1030.767 | . | . | . | . | 0 | . | . | . | . | 0 | . | . | . | . | 0 | 1.779 | 4.955 | 8.1 | . | 14.834 | 211 | 15 | 7 | . | 233 | . | . | . | . | 0 | 0.721 | 49.285 | 33.703 | . | 83.709 | 76 | 129 | 46 | . | 251 | . | . | . | . | 0 | 3987.905 | 1120.513 | 331.741 | 0 | 5440.159 | 643857 | 10610 | 570 | 0 | 655037 | 0 | 0 | 0 | 0 | 0
2024 | 3 | CA | 17612 | Bear Valley Electric Service | Preliminary | DC | 2.841 | 3.112 | . | . | 5.953 | 588 | 25 | . | . | 613 | . | . | . | . | 0 | . | . | . | . | 0 | . | . | . | . | 0 | . | . | . | . | 0 | . | . | . | . | 0 | . | . | . | . | 0 | . | . | . | . | 0 | . | . | . | . | 0 | . | . | . | . | 0 | 0.069 | 0.01 | . | . | 0.079 | 6 | 1 | . | . | 7 | . | . | . | . | 0 | . | . | . | . | 0 | . | . | . | . | 0 | . | . | . | . | 0 | 2.91 | 3.122 | NM | 0 | 6.032 | 594 | 26 | 0 | 0 | 620 | 0 | 0 | 0 | 0 | 0
2024 | 3 | CA | 18260 | Surprise Valley Electrification | Preliminary | AC | 0.137 | 0.028 | . | . | 0.165 | 14 | 3 | . | . | 17 | . | . | . | . | 0 | . | . | . | . | 0 | . | . | . | . | 0 | . | . | . | . | 0 | . | . | . | . | 0 | . | . | . | . | 0 | . | . | . | . | 0 | . | . | . | . | 0 | . | . | . | . | 0 | . | . | . | . | 0 | . | . | . | . | 0 | . | . | . | . | 0 | . | . | . | . | 0 | . | . | . | . | 0 | . | . | . | . | 0 | 0.137 | 0.028 | NM | 0 | 0.165 | 14 | 3 | 0 | 0 | 17 | 0 | 0 | 0 | 0 | 0
2024 | 3 | CA | 19281 | Turlock Irrigation District | Preliminary | AC | 26.555 | 12.931 | 19.055 | . | 58.541 | 4412 | 81 | 109 | . | 4602 | 0.063 | 0 | 3.634 | . | 3.697 | 3 | 0 | 10 | . | 13 | . | . | . | . | 0 | . | . | . | . | 0 | . | . | . | . | 0 | . | . | . | . | 0 | . | . | . | . | 0 | . | . | . | . | 0 | . | . | . | . | 0 | . | . | . | . | 0 | . | . | . | . | 0 | . | . | . | . | 0 | . | . | . | . | 0 | . | . | . | . | 0 | . | . | . | . | 0 | 26.618 | 12.931 | 22.689 | 0 | 62.238 | 4415 | 81 | 119 | 0 | 4615 | 0 | 0 | 0 | 0 | 0
2024 | 3 | CA | 99999 | Adjustment 2024 | Preliminary |  | 228.137 | 145.438 | 3.366 | 0 | 376.941 | . | . | . | . | . | . | . | . | . | 0 | . | . | . | . | . | . | . | . | . | . | -0.124 | -0.005 | 0 | 0 | -0.129 | . | . | . | . | . | . | . | . | . | . | . | . | . | . | 0 | . | . | . | . | . | . | . | . | . | . | . | . | . | . | . | . | . | . | . | . | . | . | . | . | . | . | . | . | . | . | . | . | . | . | . | . | . | . | . | . | 228.137 | 145.438 | 3.366 | 0 | 376.941 | . | . | . | . | . | . | . | . | . | .
2024 | 3 | CO | 3989 | City of Colorado Springs - (CO) | Preliminary | AC | 39.554 | 2.138 | 0 | 0 | 41.692 | 8665 | 552 | 0 | 0 | 9217 | 0.72 | 3.201 | 0 | 0 | 3.921 | 382 | 66 | 0 | 0 | 448 | . | . | . | . | 0 | 1.627 | 0.088 | . | . | 1.715 | 232 | 14 | . | . | 246 | 3189.841 | 171.853 | . | . | 3361.694 | . | . | . | . | 0 | . | . | . | . | 0 | . | . | . | . | 0 | . | . | . | . | 0 | . | . | . | . | 0 | . | . | . | . | 0 | . | . | . | . | 0 | . | . | . | . | 0 | . | . | . | . | 0 | 40.274 | 5.339 | NM | 0 | 45.613 | 9047 | 618 | 0 | 0 | 9665 | 0 | 0 | 0 | 0 | 0
2024 | 3 | CO | 6604 | City of Fort Collins - (CO) | Preliminary | DC | 22.463 | 2.264 | 3.779 | . | 28.506 | 3645 | 78 | 24 | . | 3747 | 0.741 | . | . | . | 0.741 | 314 | . | . | . | 314 | . | . | . | . | 0 | 1.144 | 0.122 | . | . | 1.266 | 160 | 2 | . | . | 162 | 2.85 | 0.372 | . | . | 3.222 | . | 0.015 | . | . | 0.015 | . | 1 | . | . | 1 | . | 0.041 | . | . | 0.041 | 0.001 | . | . | . | 0.001 | 1 | . | . | . | 1 | . | . | . | . | 0 | . | . | 1.976 | . | 1.976 | . | . | 6 | . | 6 | . | . | . | . | 0 | 23.205 | 2.264 | 5.755 | 0 | 31.224 | 3960 | 78 | 30 | 0 | 4068 | 0 | 0 | 0 | 0 | 0
2024 | 3 | CO | 9336 | CORE Electric Cooperative | Preliminary | AC | 53.412 | 0.955 | 0.431 | . | 54.798 | 9273 | 32 | 3 | . | 9308 | . | . | . | . | 0 | . | . | . | . | 0 | . | . | . | . | 0 | . | . | . | . | 0 | . | . | . | . | 0 | . | . | . | . | 0 | . | . | . | . | 0 | . | . | . | . | 0 | . | . | . | . | 0 | 0.042 | . | . | . | 0.042 | 15 | . | . | . | 15 | . | . | . | . | 0 | 0.012 | . | . | . | 0.012 | 2 | . | . | . | 2 | . | . | . | . | 0 | 53.466 | 0.955 | 0.431 | 0 | 54.852 | 9290 | 32 | 3 | 0 | 9325 | 0 | 0 | 0 | 0 | 0
2024 | 3 | CO | 10066 | K C Electric Association | Preliminary | DC | 0.203 | 0.232 | 0.034 | 0 | 0.469 | 22 | 14 | 2 | 0 | 38 | . | . | . | . | 0 | . | . | . | . | 0 | . | . | . | . | 0 | . | . | . | . | 0 | . | . | . | . | 0 | . | . | . | . | 0 | . | . | . | . | 0 | . | . | . | . | 0 | . | . | . | . | 0 | 0.01 | . | . | . | 0.01 | 1 | . | . | . | 1 | . | . | . | . | 0 | . | . | . | . | 0 | . | . | . | . | 0 | . | . | . | . | 0 | 0.213 | 0.232 | 0.034 | 0 | 0.479 | 23 | 14 | 2 | 0 | 39 | 0 | 0 | 0 | 0 | 0
2024 | 3 | CO | 12866 | Moon Lake Electric Assn Inc | Preliminary | AC | 0.026 | 0.1 | 0 | 0 | 0.126 | 4 | 5 | 0 | 0 | 9 | 0 | 0 | 0 | 0 | 0 | 0 | 0 | 0 | 0 | 0 | 0 | 0 | 0 | 0 | 0 | . | . | . | . | 0 | . | . | . | . | 0 | . | . | . | . | 0 | . | . | . | . | 0 | . | . | . | . | 0 | . | . | . | . | 0 | . | . | . | . | 0 | . | . | . | . | 0 | . | . | . | . | 0 | . | . | . | . | 0 | . | . | . | . | 0 | . | . | . | . | 0 | 0.026 | 0.1 | NM | 0 | 0.126 | 4 | 5 | 0 | 0 | 9 | 0 | 0 | 0 | 0 | 0
2024 | 3 | CO | 15257 | Poudre Valley REA, Inc | Preliminary | DC | 16.572 | 0.245 | 0.032 | . | 16.849 | 2040 | 12 | 2 | . | 2054 | 2.51 | . | . | . | 2.51 | 405 | . | . | . | 405 | . | . | . | . | 0 | . | . | . | . | 0 | . | . | . | . | 0 | . | . | . | . | 0 | . | . | . | . | 0 | . | . | . | . | 0 | . | . | . | . | 0 | . | . | . | . | 0 | . | . | . | . | 0 | . | . | . | . | 0 | . | . | . | . | 0 | . | . | . | . | 0 | . | . | . | . | 0 | 19.082 | 0.245 | 0.032 | 0 | 19.359 | 2445 | 12 | 2 | 0 | 2459 | 0 | 0 | 0 | 0 | 0
2024 | 3 | CO | 15466 | Public Service Co of Colorado | Preliminary | DC | 609.922 | 211.484 | 10.981 | 0 | 832.387 | 103639 | 3169 | 11 | 0 | 106819 | . | . | . | . | 0 | . | . | . | . | 0 | . | . | . | . | 0 | . | . | . | . | 0 | . | . | . | . | 0 | . | . | . | . | 0 | . | . | . | . | 0 | . | . | . | . | 0 | . | . | . | . | 0 | . | . | . | . | 0 | . | . | . | . | 0 | . | . | . | . | 0 | . | . | . | . | 0 | . | . | . | . | 0 | . | . | . | . | 0 | 609.922 | 211.484 | 10.981 | 0 | 832.387 | 103639 | 3169 | 11 | 0 | 106819 | 0 | 0 | 0 | 0 | 0
2024 | 3 | CO | 16603 | San Luis Valley R E C, Inc | Preliminary | AC | 1.703 | 0.844 | 1.714 | . | 4.261 | 245 | 41 | 71 | . | 357 | . | . | . | . | 0 | . | . | . | . | 0 | . | . | . | . | 0 | . | . | . | . | 0 | . | . | . | . | 0 | . | . | . | . | 0 | . | . | . | . | 0 | . | . | . | . | 0 | . | . | . | . | 0 | 0.003 | . | . | . | 0.003 | 2 | . | . | . | 2 | . | . | . | . | 0 | . | . | . | . | 0 | . | . | . | . | 0 | . | . | . | . | 0 | 1.706 | 0.844 | 1.714 | 0 | 4.264 | 247 | 41 | 71 | 0 | 359 | 0 | 0 | 0 | 0 | 0
2024 | 3 | CO | 19499 | United Power, Inc | Preliminary | AC | 69.738 | 2.662 | 0.046 | 0 | 72.446 | 11932 | 44 | 1 | 0 | 11977 | 0.015 | 0.003 | 0.003 | 0 | 0.021 | 24 | 3 | 1 | 0 | 28 | . | . | . | . | 0 | . | . | . | . | 0 | . | . | . | . | 0 | . | . | . | . | 0 | . | . | . | . | 0 | . | . | . | . | 0 | . | . | . | . | 0 | 0.022 | 0.012 | 0 | 0 | 0.034 | 8 | 2 | 0 | 0 | 10 | . | . | . | . | 0 | . | . | . | . | 0 | . | . | . | . | 0 | . | . | . | . | 0 | 69.775 | 2.677 | 0.049 | 0 | 72.501 | 11964 | 49 | 2 | 0 | 12015 | 0 | 0 | 0 | 0 | 0
2024 | 3 | CO | 27058 | High West Energy, Inc | Preliminary | AC | 0.02 | . | . | . | 0.02 | 10 | . | . | . | 10 | . | . | . | . | 0 | . | . | . | . | 0 | . | . | . | . | 0 | . | . | . | . | 0 | . | . | . | . | 0 | . | . | . | . | 0 | . | . | . | . | 0 | . | . | . | . | 0 | . | . | . | . | 0 | . | . | . | . | 0 | . | . | . | . | 0 | . | . | . | . | 0 | . | . | . | . | 0 | . | . | . | . | 0 | . | . | . | . | 0 | 0.02 | NM | NM | 0 | 0.02 | 10 | 0 | 0 | 0 | 10 | 0 | 0 | 0 | 0 | 0
2024 | 3 | CO | 56146 | Black Hills Colorado Electric, LLC | Preliminary | DC | 56.31 | 13.764 | 21 | 0 | 91.074 | 8252 | 248 | 3 | 0 | 8503 | 8.738 | 4.882 | 0 | 0 | 13.62 | 450 | 251 | 0 | 0 | 701 | . | . | . | . | 0 | . | . | . | . | 0 | . | . | . | . | 0 | . | . | . | . | 0 | . | . | . | . | 0 | . | . | . | . | 0 | . | . | . | . | 0 | 0.006 | . | 1.8 | . | 1.806 | 3 | . | 1 | . | 4 | . | . | . | . | 0 | . | . | . | . | 0 | . | . | . | . | 0 | . | . | . | . | 0 | 65.054 | 18.646 | 22.8 | 0 | 106.5 | 8705 | 499 | 4 | 0 | 9208 | 0 | 0 | 0 | 0 | 0
2024 | 3 | CO | 99999 | Adjustment 2024 | Preliminary |  | -19.798 | -31.597 | -5.501 | 0 | -56.896 | . | . | . | . | . | -2.091 | -0.852 | 0 | 0 | -2.942 | . | . | . | . | . | . | . | . | . | . | -0.2 | -0.021 | . | . | -0.221 | . | . | . | . | . | . | . | . | . | . | . | -0.003 | . | . | -0.003 | . | . | . | . | . | . | . | . | . | . | . | . | . | . | . | . | . | . | . | . | . | . | . | . | . | . | . | . | . | . | . | . | . | . | . | . | . | . | . | . | -21.889 | -32.449 | -5.501 | 0 | -59.839 | . | . | . | . | . | . | . | . | . | .
2024 | 3 | CT | 4176 | Connecticut Light & Power Co | Preliminary | AC | 566.158 | 207.563 | 29.644 | . | 803.365 | 73745 | 1904 | 92 | . | 75741 | . | 71.087 | . | . | 71.087 | . | 335 | . | . | 335 | . | . | . | . | 0 | . | . | . | . | 0 | . | . | . | . | 0 | . | . | . | . | 0 | . | . | . | . | 0 | . | . | . | . | 0 | . | . | . | . | 0 | 0.086 | 0.013 | . | . | 0.099 | 17 | 4 | . | . | 21 | . | . | . | . | 0 | 0.367 | 46.582 | 10.695 | . | 57.644 | 22 | 90 | 17 | . | 129 | . | . | . | . | 0 | 566.611 | 325.245 | 40.339 | 0 | 932.195 | 73784 | 2333 | 109 | 0 | 76226 | 0 | 0 | 0 | 0 | 0
2024 | 3 | CT | 7716 | Groton Dept of Utilities - (CT) | Preliminary | AC | 4.16 | 0.291 | 0 | 0 | 4.451 | 809 | 6 | 0 | 0 | 815 | 0 | 0 | 0 | 0 | 0 | 0 | 0 | 0 | 0 | 0 | 219.885 | 6.116 | 0 | 0 | 226.001 | 0 | 0 | 0 | 0 | 0 | 0 | 0 | 0 | 0 | 0 | 0 | 0 | 0 | 0 | 0 | 0 | 0 | 0 | 0 | 0 | 0 | 0 | 0 | 0 | 0 | 0 | 0 | 0 | 0 | 0 | 0 | 0 | 0 | 0 | 0 | 0 | 0 | 0 | 0 | 0 | 0 | 0 | 0 | 0 | 0 | 0 | 0 | 0 | 0 | 0 | 0 | 0 | 0 | 0 | 0 | 0 | 0 | 0 | 0 | 0 | 4.16 | 0.291 | NM | 0 | 4.451 | 809 | 6 | 0 | 0 | 815 | 219.885 | 6.116 | 0 | 0 | 226.001
2024 | 3 | CT | 19497 | United Illuminating Co | Preliminary | AC | 139.173 | 56.181 | 7.674 | . | 203.028 | 21824 | 413 | 47 | . | 22284 | 0 | 5.52 | . | . | 5.52 | 0 | 6 | . | . | 6 | 7093.065 | 2694.691 | 147.119 | . | 9934.875 | 0.023 | . | . | . | 0.023 | 1 | . | . | . | 1 | 0.015 | . | . | . | 0.015 | 0.013 | . | . | . | 0.013 | 4 | . | . | . | 4 | 0.053 | . | . | . | 0.053 | . | 0.03 | 0.1 | . | 0.13 | . | 1 | 1 | . | 2 | . | 0 | 1.76 | . | 1.76 | . | 27.855 | 4.21 | . | 32.065 | . | 31 | 3 | . | 34 | . | 1971.045 | 1.5 | . | 1972.545 | 139.173 | 89.586 | 11.984 | 0 | 240.743 | 21824 | 451 | 51 | 0 | 22326 | 7093.065 | 4665.736 | 150.379 | 0 | 11909.18
2024 | 3 | CT | 20038 | Town of Wallingford - (CT) | Preliminary | AC | 0.434 | 0.827 | . | . | 1.261 | 52 | 5 | . | . | 57 | . | . | . | . | 0 | . | . | . | . | 0 | 1.781 | 3.528 | . | . | 5.309 | . | . | . | . | 0 | . | . | . | . | 0 | . | . | . | . | 0 | . | . | . | . | 0 | . | . | . | . | 0 | . | . | . | . | 0 | . | . | . | . | 0 | . | . | . | . | 0 | . | . | . | . | 0 | . | . | . | . | 0 | . | . | . | . | 0 | . | . | . | . | 0 | 0.434 | 0.827 | NM | 0 | 1.261 | 52 | 5 | 0 | 0 | 57 | 1.781 | 3.528 | 0 | 0 | 5.309
2024 | 3 | CT | 99999 | Adjustment 2024 | Preliminary |  | 0.177 | 0.299 | . | . | 0.476 | . | . | . | . | . | . | . | . | . | . | . | . | . | . | . | . | . | . | . | . | . | . | . | . | . | . | . | . | . | . | . | . | . | . | . | . | . | . | . | . | . | . | . | . | . | . | . | . | . | . | . | . | . | . | . | . | . | . | . | . | . | . | . | . | . | . | . | . | . | . | . | . | . | . | . | . | . | . | . | . | 0.177 | 0.299 | . | . | 0.476 | . | . | . | . | . | . | . | . | . | .
2024 | 3 | DC | 15270 | Potomac Electric Power Co | Preliminary | AC | 95.431 | 55.937 | . | . | 151.368 | 15342 | 804 | . | . | 16146 | 0.014 | 0.149 | . | . | 0.163 | 1 | 3 | . | . | 4 | . | . | . | . | 0 | . | . | . | . | 0 | . | . | . | . | 0 | . | . | . | . | 0 | . | . | . | . | 0 | . | . | . | . | 0 | . | . | . | . | 0 | . | . | . | . | 0 | . | . | . | . | 0 | . | . | . | . | 0 | . | . | . | . | 0 | . | . | . | . | 0 | . | . | . | . | 0 | 95.445 | 56.086 | NM | 0 | 151.531 | 15343 | 807 | 0 | 0 | 16150 | 0 | 0 | 0 | 0 | 0
2024 | 3 | DC | 99999 | Adjustment 2024 | Preliminary |  | . | . | . | . | . | . | . | . | . | . | . | . | . | . | . | . | . | . | . | . | . | . | . | . | . | . | . | . | . | . | . | . | . | . | . | . | . | . | . | . | . | . | . | . | . | . | . | . | . | . | . | . | . | . | . | . | . | . | . | . | . | . | . | . | . | . | . | . | . | . | . | . | . | . | . | . | . | . | . | . | . | . | . | . | . | . | . | . | . | . | . | . | . | . | . | . | . | . | . | .
2024 | 3 | DE | 5027 | Delmarva Power | Preliminary | AC | 72.158 | 19.12 | 4.882 | 0 | 96.16 | 9094 | 307 | 9 | 0 | 9410 | . | . | . | . | 0 | . | . | . | . | 0 | . | . | . | . | 0 | . | . | . | . | 0 | . | . | . | . | 0 | . | . | . | . | 0 | . | . | . | . | 0 | . | . | . | . | 0 | . | . | . | . | 0 | 0.064 | 0.035 | 0 | 0 | 0.099 | 10 | 5 | 0 | 0 | 15 | . | . | . | . | 0 | 0 | 1.45 | 0 | 0 | 1.45 | 0 | 2 | 0 | 0 | 2 | . | . | . | . | 0 | 72.222 | 20.605 | 4.882 | 0 | 97.709 | 9104 | 314 | 9 | 0 | 9427 | 0 | 0 | 0 | 0 | 0
2024 | 3 | DE | 5070 | Delaware Electric Cooperative | Preliminary | DC | 24.597 | 7.62 | . | . | 32.217 | 2965 | 128 | . | . | 3093 | . | . | . | . | 0 | . | . | . | . | 0 | . | . | . | . | 0 | . | . | . | . | 0 | . | . | . | . | 0 | . | . | . | . | 0 | . | . | . | . | 0 | . | . | . | . | 0 | . | . | . | . | 0 | 0.018 | 0.005 | . | . | 0.023 | 7 | 1 | . | . | 8 | . | . | . | . | 0 | . | . | . | . | 0 | . | . | . | . | 0 | . | . | . | . | 0 | 24.615 | 7.625 | NM | 0 | 32.24 | 2972 | 129 | 0 | 0 | 3101 | 0 | 0 | 0 | 0 | 0
2024 | 3 | DE | 5335 | City of Dover - (DE) | Preliminary | AC | 3.968 | 1.862 | 0 | 0 | 5.83 | 520 | 30 | 0 | 0 | 550 | . | . | . | . | 0 | . | . | . | . | 0 | . | . | . | . | 0 | . | . | . | . | 0 | . | . | . | . | 0 | . | . | . | . | 0 | . | . | . | . | 0 | . | . | . | . | 0 | . | . | . | . | 0 | . | . | . | . | 0 | . | . | . | . | 0 | . | . | . | . | 0 | . | . | . | . | 0 | . | . | . | . | 0 | . | . | . | . | 0 | 3.968 | 1.862 | NM | 0 | 5.83 | 520 | 30 | 0 | 0 | 550 | 0 | 0 | 0 | 0 | 0
2024 | 3 | DE | 13519 | City of Newark - (DE) | Preliminary | AC | 1.576 | 0.261 | 1.458 | 0 | 3.295 | 190 | 13 | 5 | 0 | 208 | . | . | . | . | 0 | . | . | . | . | 0 | . | . | . | . | 0 | . | . | . | . | 0 | . | . | . | . | 0 | . | . | . | . | 0 | . | . | . | . | 0 | . | . | . | . | 0 | . | . | . | . | 0 | . | . | . | . | 0 | . | . | . | . | 0 | . | . | . | . | 0 | . | 0.5 | . | . | 0.5 | . | 1 | . | . | 1 | . | . | . | . | 0 | 1.576 | 0.761 | 1.458 | 0 | 3.795 | 190 | 14 | 5 | 0 | 209 | 0 | 0 | 0 | 0 | 0
2024 | 3 | DE | 99999 | Adjustment 2024 | Preliminary |  | 4.504 | -0.153 | NM | . | 11.226 | . | . | . | . | . | . | . | . | . | 0 | . | . | . | . | . | . | . | . | . | . | . | . | . | . | 0 | . | . | . | . | . | . | . | . | . | . | . | . | . | . | 0 | . | . | . | . | . | . | . | . | . | . | . | . | . | . | . | . | . | . | . | . | . | . | . | . | . | . | . | . | . | . | . | . | . | . | . | . | . | . | . | . | 4.504 | -0.153 | NM | . | 11.226 | . | . | . | . | . | . | . | . | . | .
2024 | 3 | FL | 6452 | Florida Power & Light Co | Preliminary | AC | 882.956 | 66.076 | 32.416 | . | 981.448 | 96932 | 860 | 718 | . | 98510 | . | . | . | . | 0 | . | . | . | . | 0 | 51244.215 | 2123.127 | 468.628 | . | 53835.97 | . | . | . | . | 0 | . | . | . | . | 0 | . | . | . | . | 0 | . | . | . | . | 0 | . | . | . | . | 0 | . | . | . | . | 0 | 0.019 | 0.019 | 0.042 | . | 0.08 | 6 | 8 | 4 | . | 18 | 0.294 | 0.177 | . | . | 0.471 | . | . | 5.949 | . | 5.949 | . | . | 4 | . | 4 | . | . | . | . | 0 | 882.975 | 66.095 | 38.407 | 0 | 987.477 | 96938 | 868 | 726 | 0 | 98532 | 51244.509 | 2123.304 | 468.628 | 0 | 53836.441
2024 | 3 | FL | 6455 | Duke Energy Florida, LLC | Preliminary | AC | 755.001 | 47.262 | 11.608 | . | 813.871 | 86221 | 839 | 29 | . | 87089 | . | . | . | . | 0 | . | . | . | . | 0 | . | . | . | . | 0 | . | . | . | . | 0 | . | . | . | . | 0 | . | . | . | . | 0 | . | . | . | . | 0 | . | . | . | . | 0 | . | . | . | . | 0 | 0.002 | 0.001 | 0 | 0 | 0.003 | 1 | 1 | 0 | 0 | 2 | . | . | . | . | 0 | . | 0.2 | 0.2 | . | 0.4 | . | 1 | 1 | . | 2 | . | . | . | . | 0 | 755.003 | 47.463 | 11.808 | 0 | 814.274 | 86222 | 841 | 30 | 0 | 87093 | 0 | 0 | 0 | 0 | 0
2024 | 3 | FL | 6457 | Florida Public Utilities Co | Preliminary | AC | 2.642 | 1.307 | 0 | 0 | 3.949 | 562 | 10 | 0 | 0 | 572 | 0 | 0 | 0 | 0 | 0 | 0 | 0 | 0 | 0 | 0 | 0 | 0 | 0 | 0 | 0 | 0 | 0 | 0 | 0 | 0 | 0 | 0 | 0 | 0 | 0 | 0 | 0 | 0 | 0 | 0 | 0 | 0 | 0 | 0 | 0 | 0 | 0 | 0 | 0 | 0 | 0 | 0 | 0 | 0 | 0 | 0 | 0 | 0 | 0 | 0 | 0 | 0 | 0 | 0 | 0 | 0 | 0 | 0 | 0 | 0 | 0 | 0 | 0 | 0 | 0 | 0 | 0 | 0 | 0 | 0 | 0 | 0 | 0 | 0 | 0 | 2.642 | 1.307 | NM | 0 | 3.949 | 562 | 10 | 0 | 0 | 572 | 0 | 0 | 0 | 0 | 0
2024 | 3 | FL | 9617 | JEA | Preliminary | DC | 49.367 | 9.555 | . | . | 58.922 | 5657 | 119 | . | . | 5776 | . | . | . | . | 0 | . | . | . | . | 0 | 2112.387 | 329.615 | . | . | 2442.002 | . | . | . | . | 0 | . | . | . | . | 0 | . | . | . | . | 0 | . | . | . | . | 0 | . | . | . | . | 0 | . | . | . | . | 0 | . | . | . | . | 0 | . | . | . | . | 0 | . | . | . | . | 0 | . | . | . | . | 0 | . | . | . | . | 0 | . | . | . | . | 0 | 49.367 | 9.555 | NM | 0 | 58.922 | 5657 | 119 | 0 | 0 | 5776 | 2112.387 | 329.615 | 0 | 0 | 2442.002
2024 | 3 | FL | 18454 | Tampa Electric Co | Preliminary | DC | 290.697 | 29.684 | 0.74 | 0 | 321.121 | 25796 | 275 | 3 | 0 | 26074 | 30.8 | 1 | 0 | 0 | 31.8 | 756 | 46 | 0 | 0 | 802 | 13444.51 | 718.174 | 37.443 | 0 | 14200.127 | 11.376 | 0.029 | 0 | 0 | 11.405 | 1190 | 1 | 0 | 0 | 1191 | 0 | 0 | 0 | 0 | 0 | 0 | 0 | 0 | 0 | 0 | 0 | 0 | 0 | 0 | 0 | 0 | 0 | 0 | 0 | 0 | 0 | 0 | 0 | 0 | 0 | 0 | 0 | 0 | 0 | 0 | 0 | 0 | 0 | 0 | 0 | 0 | 0.05 | 0 | 0 | 0.05 | 0 | 1 | 0 | 0 | 1 | 0 | 0 | 0 | 0 | 0 | 321.497 | 30.734 | 0.74 | 0 | 352.971 | 26552 | 322 | 3 | 0 | 26877 | 13444.51 | 718.174 | 37.443 | 0 | 14200.127
2024 | 3 | FL | 99999 | Adjustment 2024 | Preliminary |  | 203.038 | 22.617 | 0.237 | 0 | 225.892 | . | . | . | . | . | -5.372 | -0.174 | 0 | 0 | -5.546 | . | . | . | . | . | . | . | . | . | . | -1.984 | -0.005 | 0 | 0 | -1.989 | . | . | . | . | . | . | . | . | . | . | 0 | 0 | 0 | 0 | 0 | . | . | . | . | . | . | . | . | . | . | . | . | . | . | . | . | . | . | . | . | . | . | . | . | . | . | . | . | . | . | . | . | . | . | . | . | . | . | . | . | 197.666 | 22.442 | 0.237 | 0 | 220.346 | . | . | . | . | . | . | . | . | . | .
2024 | 3 | GA | 3916 | Cobb Electric Membership Corp | Preliminary | AC | 3.753 | 3.541 | . | . | 7.294 | 579 | 43 | . | . | 622 | . | . | . | . | 0 | . | . | . | . | 0 | 20.019 | 0.054 | . | . | 20.073 | . | 1 | . | . | 1 | . | 1 | . | . | 1 | . | 4 | . | . | 4 | . | . | . | . | 0 | . | . | . | . | 0 | . | . | . | . | 0 | . | . | . | . | 0 | . | . | . | . | 0 | . | . | . | . | 0 | . | . | . | . | 0 | . | . | . | . | 0 | . | . | . | . | 0 | 3.753 | 3.541 | NM | 0 | 7.294 | 579 | 43 | 0 | 0 | 622 | 20.019 | 0.054 | 0 | 0 | 20.073
2024 | 3 | GA | 7140 | Georgia Power Co | Preliminary | AC | 66.162 | 21.09 | 3.273 | . | 90.525 | 10105 | 447 | 34 | . | 10586 | . | . | . | . | 0 | . | . | . | . | 0 | . | . | . | . | 0 | . | . | . | . | 0 | . | . | . | . | 0 | . | . | . | . | 0 | . | . | . | . | 0 | . | . | . | . | 0 | . | . | . | . | 0 | . | . | . | . | 0 | . | . | . | . | 0 | . | . | . | . | 0 | . | . | . | . | 0 | . | . | . | . | 0 | . | . | . | . | 0 | 66.162 | 21.09 | 3.273 | 0 | 90.525 | 10105 | 447 | 34 | 0 | 10586 | 0 | 0 | 0 | 0 | 0
2024 | 3 | GA | 9601 | Jackson Electric Member Corp - (GA) | Preliminary | DC | 8.138 | 3.557 | . | . | 11.695 | 1026 | 29 | . | . | 1055 | . | . | . | . | 0 | . | . | . | . | 0 | 352.6 | 91.911 | . | . | 444.511 | . | . | . | . | 0 | . | . | . | . | 0 | . | . | . | . | 0 | . | . | . | . | 0 | . | . | . | . | 0 | . | . | . | . | 0 | . | . | . | . | 0 | . | . | . | . | 0 | . | . | . | . | 0 | . | . | . | . | 0 | . | . | . | . | 0 | . | . | . | . | 0 | 8.138 | 3.557 | NM | 0 | 11.695 | 1026 | 29 | 0 | 0 | 1055 | 352.6 | 91.911 | 0 | 0 | 444.511
2024 | 3 | GA | 99999 | Adjustment 2024 | Preliminary |  | NM | 5.031 | 1.499 | . | NM | . | . | . | . | . | . | . | . | . | 0 | . | . | . | . | . | . | . | . | . | . | . | . | . | . | 0 | . | . | . | . | . | . | . | . | . | . | . | . | . | . | 0 | . | . | . | . | . | . | . | . | . | . | . | . | . | . | . | . | . | . | . | . | . | . | . | . | . | . | . | . | . | . | . | . | . | . | . | . | . | . | . | . | NM | 5.031 | 1.499 | . | NM | . | . | . | . | . | . | . | . | . | .
2024 | 3 | HI | 8287 | Hawaii Electric Light Co Inc | Preliminary | AC | 77.708 | 21.878 | 1.431 | . | 101.017 | 13787 | 750 | 31 | . | 14568 | . | . | . | . | 0 | . | . | . | . | 0 | . | . | . | . | 0 | 15.842 | 1.23 | 0.003 | . | 17.075 | 2133 | 34 | 1 | . | 2168 | 37.497 | 2.005 | 0 | . | 39.502 | . | . | . | . | 0 | . | . | . | . | 0 | . | . | . | . | 0 | 0.05 | . | 0.167 | . | 0.217 | 15 | . | 3 | . | 18 | . | . | . | . | 0 | . | . | 0.049 | . | 0.049 | . | . | 1 | . | 1 | . | . | . | . | 0 | 77.758 | 21.878 | 1.647 | 0 | 101.283 | 13802 | 750 | 35 | 0 | 14587 | 0 | 0 | 0 | 0 | 0
2024 | 3 | HI | 10071 | Kauai Island Utility Cooperative | Preliminary | AC | 25.447 | 10.826 | 0 | 0 | 36.273 | 5715 | 413 | 0 | 0 | 6128 | 0 | 0 | 0 | 0 | 0 | 0 | 0 | 0 | 0 | 0 | 1407.883 | 370.631 | 0 | 0 | 1778.514 | 13.29 | 1.749 | 0 | 0 | 15.039 | 1843 | 41 | 0 | 0 | 1884 | 34.22 | 4.411 | 0 | 0 | 38.631 | 0 | 0 | 0 | 0 | 0 | 0 | 0 | 0 | 0 | 0 | 0 | 0 | 0 | 0 | 0 | 0.01 | 0.001 | 0 | 0 | 0.011 | 6 | 1 | 0 | 0 | 7 | 0.211 | 0 | 0 | 0 | 0.211 | 0 | 0 | 0 | 0 | 0 | 0 | 0 | 0 | 0 | 0 | 0 | 0 | 0 | 0 | 0 | 25.457 | 10.827 | NM | 0 | 36.284 | 5721 | 414 | 0 | 0 | 6135 | 1408.094 | 370.631 | 0 | 0 | 1778.725
2024 | 3 | HI | 11843 | Maui Electric Co Ltd | Preliminary | AC | 68.601 | 29.127 | . | . | 97.728 | 12684 | 1031 | . | . | 13715 | . | . | . | . | 0 | . | . | . | . | 0 | . | . | . | . | 0 | 14.651 | 1.129 | . | . | 15.78 | 1838 | 39 | . | . | 1877 | 38.53 | 2.737 | . | . | 41.267 | . | . | . | . | 0 | . | . | . | . | 0 | . | . | . | . | 0 | 0.021 | 0.057 | . | . | 0.078 | 7 | 5 | . | . | 12 | . | . | . | . | 0 | . | . | . | . | 0 | . | . | . | . | 0 | . | . | . | . | 0 | 68.622 | 29.184 | NM | 0 | 97.806 | 12691 | 1036 | 0 | 0 | 13727 | 0 | 0 | 0 | 0 | 0
2024 | 3 | HI | 19547 | Hawaiian Electric Co Inc | Preliminary | AC | 322.812 | 66.745 | . | . | 389.557 | 62425 | 1800 | . | . | 64225 | . | . | . | . | 0 | . | . | . | . | 0 | . | . | . | . | 0 | 82.221 | 0.781 | . | . | 83.002 | 10525 | 34 | . | . | 10559 | 220.563 | 2.64 | . | . | 223.203 | . | . | . | . | 0 | . | . | . | . | 0 | . | . | . | . | 0 | 0.001 | 0.024 | . | . | 0.025 | 1 | 3 | . | . | 4 | . | . | . | . | 0 | . | . | . | . | 0 | . | . | . | . | 0 | . | . | . | . | 0 | 322.813 | 66.769 | NM | 0 | 389.582 | 62426 | 1803 | 0 | 0 | 64229 | 0 | 0 | 0 | 0 | 0
2024 | 3 | HI | 99999 | Adjustment 2024 | Preliminary |  | . | . | . | . | . | . | . | . | . | . | . | . | . | . | . | . | . | . | . | . | . | . | . | . | . | . | . | . | . | . | . | . | . | . | . | . | . | . | . | . | . | . | . | . | . | . | . | . | . | . | . | . | . | . | . | . | . | . | . | . | . | . | . | . | . | . | . | . | . | . | . | . | . | . | . | . | . | . | . | . | . | . | . | . | . | . | . | . | . | . | . | . | . | . | . | . | . | . | . | .
2024 | 3 | IA | 9417 | Interstate Power and Light Co | Preliminary | AC | 72.68 | 100.502 | 1.693 | . | 174.875 | 8809 | 2866 | 14 | . | 11689 | . | . | . | . | 0 | . | . | . | . | 0 | . | . | . | . | 0 | . | . | . | . | 0 | . | . | . | . | 0 | . | . | . | . | 0 | . | . | . | . | 0 | . | . | . | . | 0 | . | . | . | . | 0 | 0.304 | 3.907 | 0.01 | . | 4.221 | 41 | 61 | 1 | . | 103 | . | . | . | . | 0 | . | 0.4 | . | . | 0.4 | . | 1 | . | . | 1 | . | . | . | . | 0 | 72.984 | 104.809 | 1.703 | 0 | 179.496 | 8850 | 2928 | 15 | 0 | 11793 | 0 | 0 | 0 | 0 | 0
2024 | 3 | IA | 12341 | MidAmerican Energy Co | Preliminary | AC | 33.071 | 23.761 | 6.882 | . | 63.714 | 4080 | 537 | 25 | . | 4642 | . | . | . | . | 0 | . | . | . | . | 0 | 2181.856 | 796.549 | 90.498 | . | 3068.903 | . | . | . | . | 0 | . | . | . | . | 0 | . | . | . | . | 0 | . | . | . | . | 0 | . | . | . | . | 0 | . | . | . | . | 0 | 0.403 | 0.78 | 0.114 | . | 1.297 | 42 | 19 | 2 | . | 63 | 9.181 | 13.68 | 0 | . | 22.861 | . | . | 2 | . | 2 | . | . | 1 | . | 1 | . | . | 0 | . | 0 | 33.474 | 24.541 | 8.996 | 0 | 67.011 | 4122 | 556 | 28 | 0 | 4706 | 2191.037 | 810.229 | 90.498 | 0 | 3091.764
2024 | 3 | IA | 99999 | Adjustment 2024 | Preliminary |  | 43.782 | 16.106 | 1.531 | . | 61.419 | . | . | . | . | . | . | . | . | . | . | . | . | . | . | . | . | . | . | . | . | . | . | . | . | . | . | . | . | . | . | . | . | . | . | . | . | . | . | . | . | . | . | . | . | . | . | . | . | . | . | . | . | . | . | . | . | . | . | . | . | . | . | . | . | . | . | . | . | . | . | . | . | . | . | . | . | . | . | . | . | 43.782 | 16.106 | 1.531 | . | 61.419 | . | . | . | . | . | . | . | . | . | .
2024 | 3 | ID | 9187 | City of Idaho Falls - (ID) | Preliminary | AC | 1.155 | 0.09 | 0 | 0 | 1.245 | 158 | 5 | 0 | 0 | 163 | 0 | 0 | 0 | 0 | 0 | 0 | 0 | 0 | 0 | 0 | 0 | 0 | 0 | 0 | 0 | 0 | 0 | 0 | 0 | 0 | 0 | 0 | 0 | 0 | 0 | 0 | 0 | 0 | 0 | 0 | 0 | 0 | 0 | 0 | 0 | 0 | 0 | 0 | 0 | 0 | 0 | 0 | 0 | 0 | 0 | 0 | 0 | 0 | 0 | 0 | 0 | 0 | 0 | 0 | 0 | 0 | 0 | 0 | 0 | 0 | 0 | 0 | 0 | 0 | 0 | 0 | 0 | 0 | 0 | 0 | 0 | 0 | 0 | 0 | 0 | 1.155 | 0.09 | NM | 0 | 1.245 | 158 | 5 | 0 | 0 | 163 | 0 | 0 | 0 | 0 | 0
2024 | 3 | ID | 9191 | Idaho Power Co | Preliminary | DC | 130.25 | 8.422 | 20.805 | . | 159.477 | 17074 | 300 | 225 | . | 17599 | . | . | . | . | 0 | . | . | . | . | 0 | . | . | . | . | 0 | . | . | . | . | 0 | . | . | . | . | 0 | . | . | . | . | 0 | . | . | . | . | 0 | . | . | . | . | 0 | . | . | . | . | 0 | 0.103 | . | . | . | 0.103 | 23 | . | . | . | 23 | . | . | . | . | 0 | 0.076 | 0.085 | . | . | 0.161 | 7 | 4 | . | . | 11 | . | . | . | . | 0 | 130.429 | 8.507 | 20.805 | 0 | 159.741 | 17104 | 304 | 225 | 0 | 17633 | 0 | 0 | 0 | 0 | 0
2024 | 3 | ID | 10454 | Kootenai Electric Cooperative | Preliminary | DC | 1.364 | . | . | . | 1.364 | 186 | . | . | . | 186 | 0.052 | . | . | . | 0.052 | 53 | . | . | . | 53 | . | . | . | . | 0 | . | . | . | . | 0 | . | . | . | . | 0 | . | . | . | . | 0 | . | . | . | . | 0 | . | . | . | . | 0 | . | . | . | . | 0 | 0.018 | . | . | . | 0.018 | 5 | . | . | . | 5 | . | . | . | . | 0 | . | . | . | . | 0 | . | . | . | . | 0 | . | . | . | . | 0 | 1.434 | NM | NM | 0 | 1.434 | 244 | 0 | 0 | 0 | 244 | 0 | 0 | 0 | 0 | 0
2024 | 3 | ID | 11273 | Lower Valley Energy Inc | Preliminary | AC | 0.022 | . | . | . | 0.022 | 2 | . | . | . | 2 | . | . | . | . | 0 | . | . | . | . | 0 | . | . | . | . | 0 | . | . | . | . | 0 | . | . | . | . | 0 | . | . | . | . | 0 | . | . | . | . | 0 | . | . | . | . | 0 | . | . | . | . | 0 | 0.002 | . | . | . | 0.002 | 1 | . | . | . | 1 | . | . | . | . | 0 | . | . | . | . | 0 | . | . | . | . | 0 | . | . | . | . | 0 | 0.024 | NM | NM | 0 | 0.024 | 3 | 0 | 0 | 0 | 3 | 0 | 0 | 0 | 0 | 0
2024 | 3 | ID | 14354 | PacifiCorp | Preliminary | DC | 21.861 | 1.273 | 0.492 | 0 | 23.626 | 2617 | 65 | 9 | 0 | 2691 | . | . | . | . | 0 | . | . | . | . | 0 | . | . | . | . | 0 | 3.02 | 0.031 | 0 | 0 | 3.051 | 322 | 2 | 0 | 0 | 324 | 3.968 | 0.062 | 0 | 0 | 4.03 | . | . | . | . | 0 | . | . | . | . | 0 | . | . | . | . | 0 | 0.222 | 0.057 | 0 | 0 | 0.279 | 65 | 8 | 0 | 0 | 73 | . | . | . | . | 0 | 0.008 | 0 | 0 | 0 | 0.008 | 2 | 0 | 0 | 0 | 2 | . | . | . | . | 0 | 22.091 | 1.33 | 0.492 | 0 | 23.913 | 2684 | 73 | 9 | 0 | 2766 | 0 | 0 | 0 | 0 | 0
2024 | 3 | ID | 20169 | Avista Corp | Preliminary | AC | 3.691 | 0.629 | . | . | 4.32 | 574 | 30 | . | . | 604 | . | . | . | . | 0 | . | . | . | . | 0 | . | . | . | . | 0 | . | . | . | . | 0 | . | . | . | . | 0 | . | . | . | . | 0 | . | . | . | . | 0 | . | . | . | . | 0 | . | . | . | . | 0 | 0.013 | 0.002 | . | . | 0.015 | 5 | 1 | . | . | 6 | . | . | . | . | 0 | 0.14 | 0.065 | . | . | 0.205 | 3 | 1 | . | . | 4 | . | . | . | . | 0 | 3.844 | 0.696 | NM | 0 | 4.54 | 582 | 32 | 0 | 0 | 614 | 0 | 0 | 0 | 0 | 0
2024 | 3 | ID | 99999 | Adjustment 2024 | Preliminary |  | -24.88 | -1.528 | -3.714 | 0 | -30.122 | . | . | . | . | . | -0.009 | . | . | . | -0.009 | . | . | . | . | . | . | . | . | . | . | -0.527 | -0.005 | 0 | 0 | -0.532 | . | . | . | . | . | . | . | . | . | . | . | . | . | . | 0 | . | . | . | . | . | . | . | . | . | . | . | . | . | . | . | . | . | . | . | . | . | . | . | . | . | . | . | . | . | . | . | . | . | . | . | . | . | . | . | . | -24.889 | -1.528 | -3.714 | 0 | -30.131 | . | . | . | . | . | . | . | . | . | .
2024 | 3 | IL | 4110 | Commonwealth Edison Co | Preliminary | AC | 387.68 | 218.381 | . | . | 606.061 | 53825 | 1295 | . | . | 55120 | 91.924 | 70.319 | . | . | 162.243 | 19579 | 4086 | . | . | 23665 | . | . | . | . | 0 | . | . | . | . | 0 | . | . | . | . | 0 | . | . | . | . | 0 | . | . | . | . | 0 | . | . | . | . | 0 | . | . | . | . | 0 | 0.18 | 2.918 | . | . | 3.098 | 32 | 13 | . | . | 45 | . | . | . | . | 0 | . | 0.375 | . | . | 0.375 | . | 1 | . | . | 1 | . | . | . | . | 0 | 479.784 | 291.993 | NM | 0 | 771.777 | 73436 | 5395 | 0 | 0 | 78831 | 0 | 0 | 0 | 0 | 0
2024 | 3 | IL | 12341 | MidAmerican Energy Co | Preliminary | AC | 3.556 | 5.361 | 2.18 | . | 11.097 | 428 | 88 | 4 | . | 520 | . | . | . | . | 0 | . | . | . | . | 0 | 79.99 | 77.673 | 0 | . | 157.663 | . | . | . | . | 0 | . | . | . | . | 0 | . | . | . | . | 0 | . | . | . | . | 0 | . | . | . | . | 0 | . | . | . | . | 0 | 0.002 | 0.62 | . | . | 0.622 | 1 | 2 | . | . | 3 | . | . | . | . | 0 | . | . | . | . | 0 | . | . | . | . | 0 | . | . | . | . | 0 | 3.558 | 5.981 | 2.18 | 0 | 11.719 | 429 | 90 | 4 | 0 | 523 | 79.99 | 77.673 | 0 | 0 | 157.663
2024 | 3 | IL | 13032 | Mt Carmel Public Utility Co | Preliminary | AC | 0.479 | 0.171 | . | . | 0.65 | 43 | 8 | . | . | 51 | . | . | . | . | 0 | . | . | . | . | 0 | 33.21 | 7.568 | . | . | 40.778 | . | . | . | . | 0 | . | . | . | . | 0 | . | . | . | . | 0 | . | . | . | . | 0 | . | . | . | . | 0 | . | . | . | . | 0 | . | . | . | . | 0 | . | . | . | . | 0 | . | . | . | . | 0 | . | . | . | . | 0 | . | . | . | . | 0 | . | . | . | . | 0 | 0.479 | 0.171 | NM | 0 | 0.65 | 43 | 8 | 0 | 0 | 51 | 33.21 | 7.568 | 0 | 0 | 40.778
2024 | 3 | IL | 56697 | Ameren Illinois Company | Preliminary | DC | 189.701 | 157.147 | . | . | 346.848 | 19255 | 2113 | . | . | 21368 | 39.239 | 61.302 | . | . | 100.541 | 7506 | 1726 | . | . | 9232 | . | . | . | . | 0 | . | . | . | . | 0 | . | . | . | . | 0 | . | . | . | . | 0 | . | . | . | . | 0 | . | . | . | . | 0 | . | . | . | . | 0 | 0.353 | 0.126 | . | . | 0.479 | 73 | 20 | . | . | 93 | . | . | . | . | 0 | . | . | . | . | 0 | . | . | . | . | 0 | . | . | . | . | 0 | 229.293 | 218.575 | NM | 0 | 447.868 | 26834 | 3859 | 0 | 0 | 30693 | 0 | 0 | 0 | 0 | 0
2024 | 3 | IL | 99999 | Adjustment 2024 | Preliminary |  | 21.156 | -4.671 | 0.061 | . | 16.546 | . | . | . | . | . | -6.843 | -10.691 | . | . | -17.534 | . | . | . | . | . | . | . | . | . | . | . | . | . | . | 0 | . | . | . | . | . | . | . | . | . | . | . | . | . | . | 0 | . | . | . | . | . | . | . | . | . | . | . | . | . | . | . | . | . | . | . | . | . | . | . | . | . | . | . | . | . | . | . | . | . | . | . | . | . | . | . | . | 14.313 | -15.363 | 0.061 | . | -0.989 | . | . | . | . | . | . | . | . | . | .
2024 | 3 | IN | 9273 | Indianapolis Power & Light Co | Preliminary | AC | 7.429 | 5.219 | . | . | 12.648 | 1019 | 89 | . | . | 1108 | . | . | . | . | 0 | . | . | . | . | 0 | . | . | . | . | 0 | . | . | . | . | 0 | . | . | . | . | 0 | . | . | . | . | 0 | . | . | . | . | 0 | . | . | . | . | 0 | . | . | . | . | 0 | . | 0.05 | . | . | 0.05 | . | 1 | . | . | 1 | . | . | . | . | 0 | . | . | . | . | 0 | . | . | . | . | 0 | . | . | . | . | 0 | 7.429 | 5.269 | NM | 0 | 12.698 | 1019 | 90 | 0 | 0 | 1109 | 0 | 0 | 0 | 0 | 0
2024 | 3 | IN | 9324 | Indiana Michigan Power Co | Preliminary | AC | 13.4 | 17.402 | 5.096 | . | 35.898 | 1515 | 227 | 21 | . | 1763 | . | . | . | . | 0 | . | . | . | . | 0 | 760.392 | 806.111 | 189.497 | . | 1756 | 1.527 | . | 0.05 | . | 1.577 | 319 | . | 1 | . | 320 | 3.733 | . | 0.038 | . | 3.771 | . | . | . | . | 0 | . | . | . | . | 0 | . | . | . | . | 0 | 0.095 | 0.025 | 0.01 | . | 0.13 | 23 | 6 | 1 | . | 30 | 0.995 | 0 | 0 | . | 0.995 | . | 0.24 | . | . | 0.24 | . | 1 | . | . | 1 | . | 0 | . | . | 0 | 13.495 | 17.667 | 5.106 | 0 | 36.268 | 1538 | 234 | 22 | 0 | 1794 | 761.387 | 806.111 | 189.497 | 0 | 1756.995
2024 | 3 | IN | 13756 | Northern Indiana Pub Serv Co | Preliminary | AC | 12.377 | 45.638 | . | . | 58.015 | 1342 | 182 | . | . | 1524 | . | . | . | . | 0 | . | . | . | . | 0 | 701.053 | 2484.86 | . | . | 3185.913 | . | . | . | . | 0 | . | . | . | . | 0 | . | . | . | . | 0 | . | . | . | . | 0 | . | . | . | . | 0 | . | . | . | . | 0 | 0.095 | 1.822 | . | . | 1.917 | 21 | 6 | . | . | 27 | 0.826 | 164.28 | . | . | 165.106 | . | . | . | . | 0 | . | . | . | . | 0 | . | . | . | . | 0 | 12.472 | 47.46 | NM | 0 | 59.932 | 1363 | 188 | 0 | 0 | 1551 | 701.879 | 2649.14 | 0 | 0 | 3351.019
2024 | 3 | IN | 15470 | Duke Energy Indiana, LLC | Preliminary | AC | 30.776 | 48.331 | 4.299 | 0 | 83.406 | 3827 | 448 | 9 | 0 | 4284 | . | . | . | . | 0 | . | . | . | . | 0 | . | . | . | . | 0 | . | . | . | . | 0 | . | . | . | . | 0 | . | . | . | . | 0 | . | . | . | . | 0 | . | . | . | . | 0 | . | . | . | . | 0 | 0.061 | 2.13 | 0 | 0 | 2.191 | 22 | 10 | 0 | 0 | 32 | . | . | . | . | 0 | . | . | . | . | 0 | . | . | . | . | 0 | . | . | . | . | 0 | 30.837 | 50.461 | 4.299 | 0 | 85.597 | 3849 | 458 | 9 | 0 | 4316 | 0 | 0 | 0 | 0 | 0
2024 | 3 | IN | 17633 | Southern Indiana Gas & Elec Co | Preliminary | AC | 8.916 | 11.101 | . | . | 20.017 | 838 | 126 | . | . | 964 | . | . | . | . | 0 | . | . | . | . | 0 | 0 | 0 | . | . | 0 | . | . | . | . | 0 | . | . | . | . | 0 | . | . | . | . | 0 | . | . | . | . | 0 | . | . | . | . | 0 | . | . | . | . | 0 | 0.002 | 0.002 | . | . | 0.004 | 1 | 1 | . | . | 2 | 0 | 0 | . | . | 0 | . | . | . | . | 0 | . | . | . | . | 0 | . | . | . | . | 0 | 8.918 | 11.103 | NM | 0 | 20.021 | 839 | 127 | 0 | 0 | 966 | 0 | 0 | 0 | 0 | 0
2024 | 3 | IN | 99999 | Adjustment 2024 | Preliminary |  | 29.932 | 2.396 | 3.04 | . | 35.368 | . | . | . | . | . | . | . | . | . | . | . | . | . | . | . | . | . | . | . | . | . | . | . | . | . | . | . | . | . | . | . | . | . | . | . | . | . | . | . | . | . | . | . | . | . | . | . | . | . | . | . | . | . | . | . | . | . | . | . | . | . | . | . | . | . | . | . | . | . | . | . | . | . | . | . | . | . | . | . | . | 29.932 | 2.396 | 3.04 | . | 35.368 | . | . | . | . | . | . | . | . | . | .
2024 | 3 | KS | 5860 | Empire District Electric Co | Preliminary | AC | 1.002 | 0.419 | . | . | 1.421 | 94 | 18 | . | . | 112 | . | . | . | . | 0 | . | . | . | . | 0 | 19.168 | 3.068 | . | . | 22.236 | . | . | . | . | 0 | . | . | . | . | 0 | . | . | . | . | 0 | . | . | . | . | 0 | . | . | . | . | 0 | . | . | . | . | 0 | . | . | . | . | 0 | . | . | . | . | 0 | . | . | . | . | 0 | . | . | . | . | 0 | . | . | . | . | 0 | . | . | . | . | 0 | 1.002 | 0.419 | NM | 0 | 1.421 | 94 | 18 | 0 | 0 | 112 | 19.168 | 3.068 | 0 | 0 | 22.236
2024 | 3 | KS | 9996 | City of Kansas City - (KS) | Preliminary | AC | 1.955 | 1.062 | . | . | 3.017 | 292 | 20 | . | . | 312 | 0.023 | 0.402 | . | . | 0.425 | 23 | 3 | . | . | 26 | 142.215 | 18.017 | . | . | 160.232 | . | . | . | . | 0 | . | . | . | . | 0 | . | . | . | . | 0 | . | . | . | . | 0 | . | . | . | . | 0 | . | . | . | . | 0 | . | . | . | . | 0 | . | . | . | . | 0 | . | . | . | . | 0 | . | . | . | . | 0 | . | . | . | . | 0 | . | . | . | . | 0 | 1.978 | 1.464 | NM | 0 | 3.442 | 315 | 23 | 0 | 0 | 338 | 142.215 | 18.017 | 0 | 0 | 160.232
2024 | 3 | KS | 10000 | Evergy Metro | Preliminary | DC | 12.011 | 3.86 | 0.439 | . | 16.31 | 1357 | 94 | 6 | . | 1457 | 1.935 | 0.007 | . | . | 1.942 | 505 | 1 | . | . | 506 | 837.363 | 155.601 | 16.416 | . | 1009.38 | . | . | . | . | 0 | . | . | . | . | 0 | . | . | . | . | 0 | . | . | . | . | 0 | . | . | . | . | 0 | . | . | . | . | 0 | 0.01 | 0.022 | . | . | 0.032 | 3 | 3 | . | . | 6 | 0.644 | 2.059 | . | . | 2.703 | . | . | . | . | 0 | . | . | . | . | 0 | . | . | . | . | 0 | 13.956 | 3.889 | 0.439 | 0 | 18.284 | 1865 | 98 | 6 | 0 | 1969 | 838.007 | 157.66 | 16.416 | 0 | 1012.083
2024 | 3 | KS | 10005 | Evergy Kansas South, Inc | Preliminary | AC | 18.988 | 4.216 | 0.142 | . | 23.346 | 2405 | 83 | 5 | . | 2493 | 0.345 | 0.198 | . | . | 0.543 | 199 | 8 | . | . | 207 | 1342.067 | 177.737 | 3.916 | . | 1523.72 | . | . | . | . | 0 | . | . | . | . | 0 | . | . | . | . | 0 | . | . | . | . | 0 | . | . | . | . | 0 | . | . | . | . | 0 | 0.032 | 0.002 | . | . | 0.034 | 9 | 1 | . | . | 10 | 2.065 | 0 | . | . | 2.065 | 0.02 | . | . | . | 0.02 | 3 | . | . | . | 3 | 1.655 | . | . | . | 1.655 | 19.385 | 4.416 | 0.142 | 0 | 23.943 | 2616 | 92 | 5 | 0 | 2713 | 1345.787 | 177.737 | 3.916 | 0 | 1527.44
2024 | 3 | KS | 22500 | Evergy Kansas Central, Inc | Preliminary | AC | 21.267 | 6.62 | 0.759 | . | 28.646 | 2559 | 172 | 5 | . | 2736 | 0.462 | 0.018 | . | . | 0.48 | 310 | 4 | . | . | 314 | 1523.33 | 218.937 | 8.671 | . | 1750.938 | . | . | . | . | 0 | . | . | . | . | 0 | . | . | . | . | 0 | . | . | . | . | 0 | . | . | . | . | 0 | . | . | . | . | 0 | 0.085 | 0.359 | . | . | 0.444 | 15 | 11 | . | . | 26 | 3.223 | 3.362 | . | . | 6.585 | 0.008 | 0.01 | . | . | 0.018 | 3 | 1 | . | . | 4 | 0.42 | 0 | . | . | 0.42 | 21.822 | 7.007 | 0.759 | 0 | 29.588 | 2887 | 188 | 5 | 0 | 3080 | 1526.973 | 222.299 | 8.671 | 0 | 1757.943
2024 | 3 | KS | 99999 | Adjustment 2024 | Preliminary |  | 22.795 | 1.932 | -0.077 | . | 24.651 | . | . | . | . | . | -0.337 | -0.001 | . | . | -0.339 | . | . | . | . | . | . | . | . | . | . | . | . | . | . | 0 | . | . | . | . | . | . | . | . | . | . | . | . | . | . | 0 | . | . | . | . | . | . | . | . | . | . | . | . | . | . | . | . | . | . | . | . | . | . | . | . | . | . | . | . | . | . | . | . | . | . | . | . | . | . | . | . | 22.458 | 1.931 | -0.077 | . | 24.312 | . | . | . | . | . | . | . | . | . | .
2024 | 3 | KY | 9964 | Kenergy Corp | Preliminary | AC | 4.64 | 1.167 | . | . | 5.807 | 422 | 52 | . | . | 474 | . | . | . | . | 0 | . | . | . | . | 0 | . | . | . | . | 0 | . | . | . | . | 0 | . | . | . | . | 0 | . | . | . | . | 0 | . | . | . | . | 0 | . | . | . | . | 0 | . | . | . | . | 0 | . | . | . | . | 0 | . | . | . | . | 0 | . | . | . | . | 0 | . | . | . | . | 0 | . | . | . | . | 0 | . | . | . | . | 0 | 4.64 | 1.167 | NM | 0 | 5.807 | 422 | 52 | 0 | 0 | 474 | 0 | 0 | 0 | 0 | 0
2024 | 3 | KY | 10171 | Kentucky Utilities Co | Preliminary | DC | 19.161 | 3.812 | 0.07 | 0 | 23.043 | 2175 | 219 | 3 | 0 | 2397 | . | . | . | . | 0 | . | . | . | . | 0 | 848.163 | 151.659 | 1.3 | . | 1001.122 | 1.006 | 0.097 | . | . | 1.103 | 164 | 7 | . | . | 171 | 0 | 0 | . | . | 0 | . | . | . | . | 0 | . | . | . | . | 0 | . | . | . | . | 0 | 0.009 | 0.002 | . | . | 0.011 | 4 | 1 | . | . | 5 | 0 | 0.009 | . | . | 0.009 | . | . | 0.05 | . | 0.05 | . | . | 1 | . | 1 | . | . | . | . | 0 | 19.17 | 3.814 | 0.12 | 0 | 23.104 | 2179 | 220 | 4 | 0 | 2403 | 848.163 | 151.668 | 1.3 | 0 | 1001.131
2024 | 3 | KY | 11249 | Louisville Gas & Electric Co | Preliminary | DC | 20.511 | 1.576 | 0.139 | 0 | 22.226 | 2630 | 78 | 1 | 0 | 2709 | . | . | . | . | 0 | . | . | . | . | 0 | 867.979 | 37.937 | 2.893 | 0 | 908.809 | 0.646 | 0.02 | . | . | 0.666 | 93 | 2 | . | . | 95 | 0 | 0 | . | . | 0 | . | . | . | . | 0 | . | . | . | . | 0 | . | . | . | . | 0 | 0.008 | 0.006 | . | . | 0.014 | 3 | 2 | . | . | 5 | 0.033 | 0.047 | . | . | 0.08 | . | . | . | . | 0 | . | . | . | . | 0 | . | . | . | . | 0 | 20.519 | 1.582 | 0.139 | 0 | 22.24 | 2633 | 80 | 1 | 0 | 2714 | 868.012 | 37.984 | 2.893 | 0 | 908.889
2024 | 3 | KY | 17564 | South Kentucky Rural E C C | Preliminary | AC | 1.313 | 0.133 | 0.073 | . | 1.519 | 147 | 9 | 2 | . | 158 | . | . | . | . | 0 | . | . | . | . | 0 | 57.939 | 15.45 | 1.983 | . | 75.372 | . | . | . | . | 0 | . | . | . | . | 0 | . | . | . | . | 0 | . | . | . | . | 0 | . | . | . | . | 0 | . | . | . | . | 0 | . | . | . | . | 0 | . | . | . | . | 0 | . | . | . | . | 0 | . | . | . | . | 0 | . | . | . | . | 0 | . | . | . | . | 0 | 1.313 | 0.133 | 0.073 | 0 | 1.519 | 147 | 9 | 2 | 0 | 158 | 57.939 | 15.45 | 1.983 | 0 | 75.372
2024 | 3 | KY | 19446 | Duke Energy Kentucky | Preliminary | AC | 5.529 | 1.886 | 0.017 | . | 7.432 | 807 | 19 | 2 | . | 828 | . | . | . | . | 0 | . | . | . | . | 0 | . | . | . | . | 0 | . | . | . | . | 0 | . | . | . | . | 0 | . | . | . | . | 0 | . | . | . | . | 0 | . | . | . | . | 0 | . | . | . | . | 0 | . | . | . | . | 0 | . | . | . | . | 0 | . | . | . | . | 0 | . | . | . | . | 0 | . | . | . | . | 0 | . | . | . | . | 0 | 5.529 | 1.886 | 0.017 | 0 | 7.432 | 807 | 19 | 2 | 0 | 828 | 0 | 0 | 0 | 0 | 0
2024 | 3 | KY | 22053 | Kentucky Power Co | Preliminary | AC | 2.499 | 0.879 | 0.03 | . | 3.408 | 267 | 32 | 1 | . | 300 | . | . | . | . | 0 | . | . | . | . | 0 | 137.123 | 15.274 | . | . | 152.397 | 0.286 | . | 0.01 | . | 0.296 | 53 | . | 1 | . | 54 | 0.755 | . | 0.01 | . | 0.765 | . | . | . | . | 0 | . | . | . | . | 0 | . | . | . | . | 0 | . | . | . | . | 0 | . | . | . | . | 0 | . | . | . | . | 0 | . | . | . | . | 0 | . | . | . | . | 0 | . | . | . | . | 0 | 2.499 | 0.879 | 0.03 | 0 | 3.408 | 267 | 32 | 1 | 0 | 300 | 137.123 | 15.274 | 0 | 0 | 152.397
2024 | 3 | KY | 49998 | City of Berea Municipal Utility | Preliminary | AC | 0.126 | 0.261 | 0 | 0 | 0.387 | 23 | 8 | 0 | 0 | 31 | 0 | 0 | 0 | 0 | 0 | 0 | 0 | 0 | 0 | 0 | 5.094 | 0.667 | 0 | 0 | 5.761 | 0 | 0 | 0 | 0 | 0 | 0 | 0 | 0 | 0 | 0 | 0 | 0 | 0 | 0 | 0 | 0 | 0 | 0 | 0 | 0 | 0 | 0 | 0 | 0 | 0 | 0 | 0 | 0 | 0 | 0 | 0 | 0 | 0 | 0 | 0 | 0 | 0 | 0 | 0 | 0 | 0 | 0 | 0 | 0 | 0 | 0 | 0 | 0 | 0 | 0 | 0 | 0 | 0 | 0 | 0 | 0 | 0 | 0 | 0 | 0 | 0.126 | 0.261 | NM | 0 | 0.387 | 23 | 8 | 0 | 0 | 31 | 5.094 | 0.667 | 0 | 0 | 5.761
2024 | 3 | KY | 99999 | Adjustment 2024 | Preliminary |  | 15.584 | 1.058 | -0.036 | 0 | 16.606 | . | . | . | . | . | . | . | . | . | 0 | . | . | . | . | . | . | . | . | . | . | -0.288 | -0.02 | . | . | -0.309 | . | . | . | . | . | . | . | . | . | . | . | . | . | . | 0 | . | . | . | . | . | . | . | . | . | . | . | . | . | . | . | . | . | . | . | . | . | . | . | . | . | . | . | . | . | . | . | . | . | . | . | . | . | . | . | . | 15.584 | 1.058 | -0.036 | 0 | 16.606 | . | . | . | . | . | . | . | . | . | .
2024 | 3 | LA | 3265 | Cleco Power LLC | Preliminary | AC | 24.947 | 1.83 | 0 | 0 | 26.777 | 4158 | 139 | 0 | 0 | 4297 | . | . | . | . | 0 | . | . | . | . | 0 | . | . | . | . | 0 | . | . | . | . | 0 | . | . | . | . | 0 | . | . | . | . | 0 | . | . | . | . | 0 | . | . | . | . | 0 | . | . | . | . | 0 | 0.01 | . | . | . | 0.01 | 4 | . | . | . | 4 | . | . | . | . | 0 | . | . | . | . | 0 | . | . | . | . | 0 | . | . | . | . | 0 | 24.957 | 1.83 | NM | 0 | 26.787 | 4162 | 139 | 0 | 0 | 4301 | 0 | 0 | 0 | 0 | 0
2024 | 3 | LA | 11241 | Entergy Louisiana LLC | Preliminary | DC | 86.39 | 7.462 | 0.097 | . | 93.949 | 13858 | 594 | 5 | . | 14457 | . | . | . | . | 0 | . | . | . | . | 0 | . | . | . | . | 0 | . | . | . | . | 0 | . | . | . | . | 0 | . | . | . | . | 0 | . | . | . | . | 0 | . | . | . | . | 0 | . | . | . | . | 0 | 0 | 0 | 0 | . | 0 | 0 | 0 | 0 | . | 0 | . | . | . | . | 0 | 0 | 0 | 0 | . | 0 | 0 | 0 | 0 | . | 0 | . | . | . | . | 0 | 86.39 | 7.462 | 0.097 | 0 | 93.949 | 13858 | 594 | 5 | 0 | 14457 | 0 | 0 | 0 | 0 | 0
2024 | 3 | LA | 13478 | Entergy New Orleans, LLC | Preliminary | DC | 55.996 | 2.133 | 0 | . | 58.129 | 9649 | 83 | 0 | . | 9732 | . | . | . | . | 0 | . | . | . | . | 0 | . | . | . | . | 0 | . | . | . | . | 0 | . | . | . | . | 0 | . | . | . | . | 0 | . | . | . | . | 0 | . | . | . | . | 0 | . | . | . | . | 0 | 0 | 0 | 0 | . | 0 | 0 | 0 | 0 | . | 0 | . | . | . | . | 0 | 0 | 0 | 0 | . | 0 | 0 | 0 | 0 | . | 0 | . | . | . | . | 0 | 55.996 | 2.133 | NM | 0 | 58.129 | 9649 | 83 | 0 | 0 | 9732 | 0 | 0 | 0 | 0 | 0
2024 | 3 | LA | 17698 | Southwestern Electric Power Co | Preliminary | AC | 7.852 | 1.591 | 0.006 | . | 9.449 | 1389 | 103 | 1 | . | 1493 | . | . | . | . | 0 | . | . | . | . | 0 | 264.035 | 8.615 | 0.355 | . | 273.005 | 0.019 | . | . | . | 0.019 | 2 | . | . | . | 2 | 0.158 | . | . | . | 0.158 | . | . | . | . | 0 | . | . | . | . | 0 | . | . | . | . | 0 | . | . | . | . | 0 | . | . | . | . | 0 | . | . | . | . | 0 | . | . | . | . | 0 | . | . | . | . | 0 | . | . | . | . | 0 | 7.852 | 1.591 | 0.006 | 0 | 9.449 | 1389 | 103 | 1 | 0 | 1493 | 264.035 | 8.615 | 0.355 | 0 | 273.005
2024 | 3 | LA | 99999 | Adjustment 2024 | Preliminary |  | 30.129 | NM | NM | . | 31.244 | . | . | . | . | . | . | . | . | . | 0 | . | . | . | . | . | . | . | . | . | . | . | . | . | . | 0 | . | . | . | . | . | . | . | . | . | . | . | . | . | . | 0 | . | . | . | . | . | . | . | . | . | . | . | . | . | . | . | . | . | . | . | . | . | . | . | . | . | . | . | . | . | . | . | . | . | . | . | . | . | . | . | . | 30.129 | NM | NM | . | 31.244 | . | . | . | . | . | . | . | . | . | .
2024 | 3 | MA | 6374 | Fitchburg Gas & Elec Light Co | Preliminary | AC | 20.69 | 2.133 | 0.991 | . | 23.814 | 3115 | 37 | 5 | . | 3157 | 0.409 | 11.055 | . | . | 11.464 | 46 | 33 | . | . | 79 | 192.853 | 7.563 | . | . | 200.416 | 0.129 | . | . | . | 0.129 | 19 | . | . | . | 19 | 0.231 | . | . | . | 0.231 | . | . | . | . | 0 | . | . | . | . | 0 | . | . | . | . | 0 | . | . | . | . | 0 | . | . | . | . | 0 | . | . | . | . | 0 | 0.002 | . | . | . | 0.002 | 2 | . | . | . | 2 | . | . | . | . | 0 | 21.101 | 13.188 | 0.991 | 0 | 35.28 | 3163 | 70 | 5 | 0 | 3238 | 192.853 | 7.563 | 0 | 0 | 200.416
2024 | 3 | MA | 8774 | City of Holyoke - (MA) | Preliminary | DC | 0.088 | 0.021 | . | . | 0.109 | 12 | 3 | . | . | 15 | . | . | . | . | 0 | . | . | . | . | 0 | . | . | . | . | 0 | . | . | . | . | 0 | . | . | . | . | 0 | . | . | . | . | 0 | . | . | . | . | 0 | . | . | . | . | 0 | . | . | . | . | 0 | . | . | . | . | 0 | . | . | . | . | 0 | . | . | . | . | 0 | . | . | . | . | 0 | . | . | . | . | 0 | . | . | . | . | 0 | 0.088 | 0.021 | NM | 0 | 0.109 | 12 | 3 | 0 | 0 | 15 | 0 | 0 | 0 | 0 | 0
2024 | 3 | MA | 11804 | Massachusetts Electric Co | Preliminary | AC | 620.658 | 691.973 | 0.107 | . | 1312.738 | 94369 | 2470 | 7 | . | 96846 | . | . | . | . | 0 | . | . | . | . | 0 | . | . | . | . | 0 | 0.472 | . | . | . | 0.472 | 67 | . | . | . | 67 | . | . | . | . | 0 | . | . | . | . | 0 | . | . | . | . | 0 | . | . | . | . | 0 | 0.194 | 21.187 | . | . | 21.381 | 29 | 23 | . | . | 52 | . | . | . | . | 0 | 0.169 | 4.525 | . | . | 4.694 | 66 | 25 | . | . | 91 | . | . | . | . | 0 | 621.021 | 717.685 | 0.107 | 0 | 1338.813 | 94464 | 2518 | 7 | 0 | 96989 | 0 | 0 | 0 | 0 | 0
2024 | 3 | MA | 13206 | Nantucket Electric Co | Preliminary | AC | 3.75 | 1.146 | . | . | 4.896 | 255 | 34 | . | . | 289 | . | . | . | . | 0 | . | . | . | . | 0 | . | . | . | . | 0 | . | . | . | . | 0 | . | . | . | . | 0 | . | . | . | . | 0 | . | . | . | . | 0 | . | . | . | . | 0 | . | . | . | . | 0 | 0.001 | 0.4 | . | . | 0.401 | 1 | 2 | . | . | 3 | . | . | . | . | 0 | . | . | . | . | 0 | . | . | . | . | 0 | . | . | . | . | 0 | 3.751 | 1.546 | NM | 0 | 5.297 | 256 | 36 | 0 | 0 | 292 | 0 | 0 | 0 | 0 | 0
2024 | 3 | MA | 15748 | Town of Reading - (MA) | Preliminary | AC | 2.192 | 2.529 | 0 | 0 | 4.721 | 278 | 22 | 0 | 0 | 300 | 0 | 0 | 0 | 0 | 0 | 0 | 0 | 0 | 0 | 0 | 93.24 | 47.022 | 0 | 0 | 140.262 | 0.232 | 0 | 0 | 0 | 0.232 | 22 | 0 | 0 | 0 | 22 | 0.464 | 0 | 0 | 0 | 0.464 | 0 | 0 | 0 | 0 | 0 | 0 | 0 | 0 | 0 | 0 | 0 | 0 | 0 | 0 | 0 | 0 | 0 | 0 | 0 | 0 | 0 | 0 | 0 | 0 | 0 | 0 | 0 | 0 | 0 | 0 | 0 | 0 | 0 | 0 | 0 | 0 | 0 | 0 | 0 | 0 | 0 | 0 | 0 | 0 | 0 | 2.192 | 2.529 | NM | 0 | 4.721 | 278 | 22 | 0 | 0 | 300 | 93.24 | 47.022 | 0 | 0 | 140.262
2024 | 3 | MA | 54913 | NSTAR Electric Company | Preliminary | AC | 583.39 | 714.215 | 72.113 | . | 1369.718 | 72905 | 1886 | 191 | . | 74982 | . | . | . | . | 0 | . | . | . | . | 0 | . | . | . | . | 0 | 18.748 | 118.565 | 1.15 | . | 138.463 | 1697 | 93 | 5 | . | 1795 | . | . | . | . | 0 | 1.581 | 5.525 | . | . | 7.106 | 202 | 10 | . | . | 212 | . | . | . | . | 0 | 0.546 | 32.341 | 4.16 | . | 37.047 | 82 | 26 | 3 | . | 111 | 0 | . | . | . | 0 | . | . | . | . | 0 | . | . | . | . | 0 | . | . | . | . | 0 | 583.936 | 746.556 | 76.273 | 0 | 1406.765 | 72987 | 1912 | 194 | 0 | 75093 | 0 | 0 | 0 | 0 | 0
2024 | 3 | MA | 99999 | Adjustment 2024 | Preliminary |  | 24.702 | 10.107 | 12.388 | . | 47.197 | . | . | . | . | . | . | . | . | . | 0 | . | . | . | . | . | . | . | . | . | . | . | . | . | . | 0 | . | . | . | . | . | . | . | . | . | . | . | . | . | . | 0 | . | . | . | . | . | . | . | . | . | . | . | . | . | . | . | . | . | . | . | . | . | . | . | . | . | . | . | . | . | . | . | . | . | . | . | . | . | . | . | . | 24.702 | 10.107 | 12.388 | . | 47.197 | . | . | . | . | . | . | . | . | . | .
2024 | 3 | MD | 1167 | Baltimore Gas & Electric Co | Preliminary | AC | 350.098 | 87.144 | 0 | 0 | 437.242 | 45108 | 963 | 0 | 0 | 46071 | 0 | 149.582 | 0 | 0 | 149.582 | 0 | 1560 | 0 | 0 | 1560 | . | . | . | . | 0 | . | . | . | . | 0 | . | . | . | . | 0 | . | . | . | . | 0 | . | . | . | . | 0 | . | . | . | . | 0 | . | . | . | . | 0 | 0.079 | 0.022 | 0 | 0 | 0.101 | 22 | 5 | 0 | 0 | 27 | . | . | . | . | 0 | . | . | . | . | 0 | . | . | . | . | 0 | . | . | . | . | 0 | 350.177 | 236.748 | NM | 0 | 586.925 | 45130 | 2528 | 0 | 0 | 47658 | 0 | 0 | 0 | 0 | 0
2024 | 3 | MD | 5027 | Delmarva Power | Preliminary | AC | 60.235 | 36.07 | 2.776 | 0 | 99.081 | 6378 | 237 | 4 | 0 | 6619 | . | . | . | . | 0 | . | . | . | . | 0 | . | . | . | . | 0 | . | . | . | . | 0 | . | . | . | . | 0 | . | . | . | . | 0 | . | . | . | . | 0 | . | . | . | . | 0 | . | . | . | . | 0 | 0.103 | 0.812 | 0 | 0 | 0.915 | 18 | 4 | 0 | 0 | 22 | . | . | . | . | 0 | 0 | 0 | 0 | 0 | 0 | 0 | 0 | 0 | 0 | 0 | . | . | . | . | 0 | 60.338 | 36.882 | 2.776 | 0 | 99.996 | 6396 | 241 | 4 | 0 | 6641 | 0 | 0 | 0 | 0 | 0
2024 | 3 | MD | 15263 | The Potomac Edison Company | Preliminary | AC | 71.565 | 34.989 | 15.311 | 0 | 121.865 | 7750 | 172 | 13 | 0 | 7935 | 0.249 | 3.248 | 0 | 0 | 3.497 | 8 | 15 | 0 | 0 | 23 | 0 | 0 | 0 | 0 | 0 | 4.789 | 0.03 | 0 | 0 | 4.819 | 303 | 2 | 0 | 0 | 305 | 0 | 0 | 0 | 0 | 0 | 0 | 0 | 0 | 0 | 0 | 0 | 0 | 0 | 0 | 0 | 0 | 0 | 0 | 0 | 0 | 0.095 | 0.023 | 0 | 0 | 0.118 | 28 | 6 | 0 | 0 | 34 | 0 | 0 | 0 | 0 | 0 | 0 | 0 | 0 | 0 | 0 | 0 | 0 | 0 | 0 | 0 | 0 | 0 | 0 | 0 | 0 | 71.909 | 38.26 | 15.311 | 0 | 125.48 | 7786 | 193 | 13 | 0 | 7992 | 0 | 0 | 0 | 0 | 0
2024 | 3 | MD | 15270 | Potomac Electric Power Co | Preliminary | AC | 266.335 | 60.819 | . | . | 327.154 | 32735 | 388 | . | . | 33123 | . | . | . | . | 0 | . | . | . | . | 0 | . | . | . | . | 0 | . | . | . | . | 0 | . | . | . | . | 0 | . | . | . | . | 0 | . | . | . | . | 0 | . | . | . | . | 0 | . | . | . | . | 0 | 0.016 | 0.002 | . | . | 0.018 | 1 | 1 | . | . | 2 | . | . | . | . | 0 | . | . | . | . | 0 | . | . | . | . | 0 | . | . | . | . | 0 | 266.351 | 60.821 | NM | 0 | 327.172 | 32736 | 389 | 0 | 0 | 33125 | 0 | 0 | 0 | 0 | 0
2024 | 3 | MD | 17637 | Southern Maryland Elec Coop Inc | Preliminary | AC | 78.899 | 4.851 | 0 | 0 | 83.75 | 8608 | 66 | 0 | 0 | 8674 | 0 | 0 | 0 | 0 | 0 | 0 | 0 | 0 | 0 | 0 | 4272.459 | 134.886 | 0 | 0 | 4407.345 | 1.121 | 0 | 0 | 0 | 1.121 | 159 | 0 | 0 | 0 | 159 | 2.643 | 0 | 0 | 0 | 2.643 | 0 | 0 | 0 | 0 | 0 | 0 | 0 | 0 | 0 | 0 | 0 | 0 | 0 | 0 | 0 | 0.02 | 0.016 | 0 | 0 | 0.036 | 3 | 3 | 0 | 0 | 6 | 1.034 | 0.2 | 0 | 0 | 1.234 | 0 | 0.32 | 0 | 0 | 0.32 | 0 | 1 | 0 | 0 | 1 | 0 | 0 | 0 | 0 | 0 | 78.919 | 5.187 | NM | 0 | 84.106 | 8611 | 70 | 0 | 0 | 8681 | 4273.493 | 135.086 | 0 | 0 | 4408.579
2024 | 3 | MD | 99999 | Adjustment 2024 | Preliminary |  | 37.827 | 22.626 | 0.658 | . | 61.111 | . | . | . | . | . | . | . | . | . | . | . | . | . | . | . | . | . | . | . | . | . | . | . | . | . | . | . | . | . | . | . | . | . | . | . | . | . | . | . | . | . | . | . | . | . | . | . | . | . | . | . | . | . | . | . | . | . | . | . | . | . | . | . | . | . | . | . | . | . | . | . | . | . | . | . | . | . | . | . | . | 37.827 | 22.626 | 0.658 | . | 61.111 | . | . | . | . | . | . | . | . | . | .
2024 | 3 | ME | 1179 | Versant Power | Preliminary | AC | 10.885 | 27.548 | 0.026 | 0 | 38.459 | 1528 | 215 | 1 | 0 | 1744 | 0.533 | 49.134 | 0 | 0 | 49.667 | 108 | 4667 | 0 | 0 | 4775 | . | . | . | . | 0 | 0.158 | 0 | 0 | 0 | 0.158 | 20 | 0 | 0 | 0 | 20 | 0.336 | 0 | 0 | 0 | 0.336 | 0 | 0 | 0 | 0 | 0 | 0 | 0 | 0 | 0 | 0 | 0 | 0 | 0 | 0 | 0 | 0.336 | 0.182 | 0.6 | 0 | 1.118 | 95 | 17 | 1 | 0 | 113 | . | . | . | . | 0 | 0 | 4.355 | 1.92 | 0 | 6.275 | 0 | 7 | 1 | 0 | 8 | . | . | . | . | 0 | 11.754 | 81.219 | 2.546 | 0 | 95.519 | 1731 | 4906 | 3 | 0 | 6640 | 0 | 0 | 0 | 0 | 0
2024 | 3 | ME | 3266 | Central Maine Power Co | Preliminary | AC | 82.018 | 525.233 | 0 | 0 | 607.251 | 10072 | 954 | 0 | 0 | 11026 | 0 | 457.812 | 0 | 0 | 457.812 | 0 | 40695 | 0 | 0 | 40695 | 4821.166 | 62046.435 | 0 | 0 | 66867.601 | 0 | 0 | 0 | 0 | 0 | 0 | 0 | 0 | 0 | 0 | 0 | 0 | 0 | 0 | 0 | 0 | 0 | 0 | 0 | 0 | 0 | 0 | 0 | 0 | 0 | 0 | 0 | 0 | 0 | 0 | 0.53 | 4.821 | 0 | 0 | 5.351 | 193 | 31 | 0 | 0 | 224 | 7.302 | 1190.586 | 0 | 0 | 1197.888 | 0.136 | 26.993 | 0 | 0 | 27.129 | 4 | 32 | 0 | 0 | 36 | 0 | 6626.515 | 0 | 0 | 6626.515 | 82.684 | 1014.859 | NM | 0 | 1097.543 | 10269 | 41712 | 0 | 0 | 51981 | 4828.468 | 69863.536 | 0 | 0 | 74692.004
2024 | 3 | ME | 5609 | Eastern Maine Electric Coop | Preliminary | AC | 0.171 | 0.105 | . | . | 0.276 | 24 | 3 | . | . | 27 | . | . | . | . | 0 | . | . | . | . | 0 | . | . | . | . | 0 | . | . | . | . | 0 | . | . | . | . | 0 | . | . | . | . | 0 | . | . | . | . | 0 | . | . | . | . | 0 | . | . | . | . | 0 | 0.048 | . | . | . | 0.048 | 8 | . | . | . | 8 | . | . | . | . | 0 | . | . | . | . | 0 | . | . | . | . | 0 | . | . | . | . | 0 | 0.219 | 0.105 | NM | 0 | 0.324 | 32 | 3 | 0 | 0 | 35 | 0 | 0 | 0 | 0 | 0
2024 | 3 | ME | 99999 | Adjustment 2024 | Preliminary |  | 0.977 | 0.108 | . | . | 1.085 | . | . | . | . | . | . | . | . | . | . | . | . | . | . | . | . | . | . | . | . | . | . | . | . | . | . | . | . | . | . | . | . | . | . | . | . | . | . | . | . | . | . | . | . | . | . | . | . | . | . | . | . | . | . | . | . | . | . | . | . | . | . | . | . | . | . | . | . | . | . | . | . | . | . | . | . | . | . | . | . | 0.977 | 0.108 | . | . | 1.085 | . | . | . | . | . | . | . | . | . | .
2024 | 3 | MI | 392 | Alpena Power Co | Preliminary | AC | 0.091 | 0.017 | . | . | 0.108 | 10 | 2 | . | . | 12 | . | . | . | . | 0 | . | . | . | . | 0 | . | . | . | . | 0 | . | . | . | . | 0 | . | . | . | . | 0 | . | . | . | . | 0 | . | . | . | . | 0 | . | . | . | . | 0 | . | . | . | . | 0 | 0.038 | . | . | . | 0.038 | 15 | . | . | . | 15 | . | . | . | . | 0 | . | . | . | . | 0 | . | . | . | . | 0 | . | . | . | . | 0 | 0.129 | 0.017 | NM | 0 | 0.146 | 25 | 2 | 0 | 0 | 27 | 0 | 0 | 0 | 0 | 0
2024 | 3 | MI | 3828 | Cloverland Electric Co-op | Preliminary | AC | 0.218 | 0.214 | 0 | 0 | 0.432 | 33 | 9 | 0 | 0 | 42 | . | . | . | . | 0 | . | . | . | . | 0 | 9.493 | 3.499 | 0 | 0 | 12.992 | . | . | . | . | 0 | . | . | . | . | 0 | . | . | . | . | 0 | . | . | . | . | 0 | . | . | . | . | 0 | . | . | . | . | 0 | 0.05 | 0.011 | 0 | 0 | 0.061 | 15 | 3 | 0 | 0 | 18 | 0.254 | 0 | 0 | 0 | 0.254 | 0 | 0.208 | 0 | 0 | 0.208 | 0 | 1 | 0 | 0 | 1 | 0 | 0.145 | 0 | 0 | 0.145 | 0.268 | 0.433 | NM | 0 | 0.701 | 48 | 13 | 0 | 0 | 61 | 9.747 | 3.644 | 0 | 0 | 13.391
2024 | 3 | MI | 4254 | Consumers Energy Co - (MI) | Preliminary | DC | 78.217 | 35.876 | 0.312 | . | 114.405 | 9837 | 677 | 7 | . | 10521 | 2.83 | 1.67 | . | . | 4.5 | 2464 | 29 | . | . | 2493 | 2241.618 | . | . | . | 2241.618 | 10.02 | 0.269 | . | . | 10.289 | 1403 | 20 | . | . | 1423 | 16.392 | 0.378 | . | . | 16.77 | . | . | . | . | 0 | . | . | . | . | 0 | . | . | . | . | 0 | 0.372 | 0.177 | . | . | 0.549 | 80 | 17 | . | . | 97 | . | . | . | . | 0 | . | . | 0.19 | . | 0.19 | . | . | 1 | . | 1 | . | . | . | . | 0 | 81.419 | 37.723 | 0.502 | 0 | 119.644 | 12381 | 723 | 8 | 0 | 13112 | 2241.618 | 0 | 0 | 0 | 2241.618
2024 | 3 | MI | 5109 | DTE Electric Company | Preliminary | AC | 44.964 | 14.598 | 0.844 | 0 | 60.406 | 6760 | 491 | 31 | 0 | 7282 | . | . | . | . | 0 | . | . | . | . | 0 | . | . | . | . | 0 | 14.463 | 0.064 | 0 | 0 | 14.527 | 2477 | 6 | 0 | 0 | 2483 | 27.802 | 0.139 | 0 | 0 | 27.941 | . | . | . | . | 0 | . | . | . | . | 0 | . | . | . | . | 0 | 0.101 | 0.202 | 0 | 0 | 0.303 | 32 | 29 | 0 | 0 | 61 | . | 0 | . | . | 0 | 0.024 | 0.065 | 0.904 | . | 0.993 | 4 | 3 | 32 | . | 39 | . | . | . | . | 0 | 45.089 | 14.865 | 1.748 | 0 | 61.702 | 6796 | 523 | 63 | 0 | 7382 | 0 | 0 | 0 | 0 | 0
2024 | 3 | MI | 9324 | Indiana Michigan Power Co | Preliminary | AC | 4.303 | 1.178 | 0.158 | . | 5.639 | 553 | 49 | 2 | . | 604 | . | . | . | . | 0 | . | . | . | . | 0 | 246.962 | 84.458 | 0.22 | . | 331.64 | 0.514 | . | . | . | 0.514 | 106 | . | . | . | 106 | 1.352 | . | . | . | 1.352 | . | . | . | . | 0 | . | . | . | . | 0 | . | . | . | . | 0 | 0.022 | 0.006 | 0.005 | . | 0.033 | 6 | 1 | 1 | . | 8 | . | 0 | 0 | . | 0 | . | . | . | . | 0 | . | . | . | . | 0 | . | . | . | . | 0 | 4.325 | 1.184 | 0.163 | 0 | 5.672 | 559 | 50 | 3 | 0 | 612 | 246.962 | 84.458 | 0.22 | 0 | 331.64
2024 | 3 | MI | 10704 | City of Lansing - (MI) | Preliminary | AC | 2.003 | 1.18 | . | . | 3.183 | 314 | 25 | . | . | 339 | . | . | . | . | 0 | . | . | . | . | 0 | . | . | . | . | 0 | . | . | . | . | 0 | . | . | . | . | 0 | . | . | . | . | 0 | . | . | . | . | 0 | . | . | . | . | 0 | . | . | . | . | 0 | . | . | . | . | 0 | . | . | . | . | 0 | . | . | . | . | 0 | . | . | . | . | 0 | . | . | . | . | 0 | . | . | . | . | 0 | 2.003 | 1.18 | NM | 0 | 3.183 | 314 | 25 | 0 | 0 | 339 | 0 | 0 | 0 | 0 | 0
2024 | 3 | MI | 19578 | Upper Peninsula Power Company | Preliminary | AC | 1.62 | 0.28 | . | . | 1.9 | 251 | 7 | . | . | 258 | . | . | . | . | 0 | . | . | . | . | 0 | . | . | . | . | 0 | . | . | . | . | 0 | . | . | . | . | 0 | . | . | . | . | 0 | . | . | . | . | 0 | . | . | . | . | 0 | . | . | . | . | 0 | 0.076 | . | . | . | 0.076 | 20 | . | . | . | 20 | . | . | . | . | 0 | . | . | . | . | 0 | . | . | . | . | 0 | . | . | . | . | 0 | 1.696 | 0.28 | NM | 0 | 1.976 | 271 | 7 | 0 | 0 | 278 | 0 | 0 | 0 | 0 | 0
2024 | 3 | MI | 60631 | Upper Michigan Energy Resources Corp. | Preliminary | DC | 0.6 | 0.121 | . | . | 0.721 | 69 | 3 | . | . | 72 | . | . | . | . | 0 | . | . | . | . | 0 | . | . | . | . | 0 | 0.032 | . | . | . | 0.032 | 3 | . | . | . | 3 | . | . | . | . | 0 | . | . | . | . | 0 | . | . | . | . | 0 | . | . | . | . | 0 | 0.062 | 0.02 | . | . | 0.082 | 9 | 1 | . | . | 10 | . | . | . | . | 0 | 0.01 | 0.005 | . | . | 0.015 | 1 | 2 | . | . | 3 | . | . | . | . | 0 | 0.672 | 0.146 | NM | 0 | 0.818 | 79 | 6 | 0 | 0 | 85 | 0 | 0 | 0 | 0 | 0
2024 | 3 | MI | 99999 | Adjustment 2024 | Preliminary |  | 5.16 | 4.628 | NM | . | 10.198 | . | . | . | . | . | -0.494 | -0.291 | . | . | -0.784 | . | . | . | . | . | . | . | . | . | . | -1.753 | -0.047 | . | . | -1.8 | . | . | . | . | . | . | . | . | . | . | . | . | . | . | 0 | . | . | . | . | . | . | . | . | . | . | . | . | . | . | . | . | . | . | . | . | . | . | . | . | . | . | . | . | . | . | . | . | . | . | . | . | . | . | . | . | 4.667 | 4.337 | NM | . | 9.413 | . | . | . | . | . | . | . | . | . | .
2024 | 3 | MN | 689 | Connexus Energy | Preliminary | AC | 10.119 | 2.206 | 0 | 0 | 12.325 | 1141 | 37 | 0 | 0 | 1178 | 0.232 | 0.008 | 0 | 0 | 0.24 | 125 | 4 | 0 | 0 | 129 | . | . | . | . | 0 | . | . | . | . | 0 | . | . | . | . | 0 | . | . | . | . | 0 | . | . | . | . | 0 | . | . | . | . | 0 | . | . | . | . | 0 | 0.059 | 0.01 | . | . | 0.069 | 5 | 1 | . | . | 6 | . | . | . | . | 0 | 0.025 | . | . | . | 0.025 | 5 | . | . | . | 5 | . | . | . | . | 0 | 10.435 | 2.224 | NM | 0 | 12.659 | 1276 | 42 | 0 | 0 | 1318 | 0 | 0 | 0 | 0 | 0
2024 | 3 | MN | 5574 | East Central Energy | Preliminary | AC | 6.947 | 0.826 | 0 | 0 | 7.773 | 554 | 38 | 0 | 0 | 592 | . | . | . | . | 0 | . | . | . | . | 0 | 367.911 | 40.771 | 0 | 0 | 408.682 | . | . | . | . | 0 | . | . | . | . | 0 | . | . | . | . | 0 | . | . | . | . | 0 | . | . | . | . | 0 | . | . | . | . | 0 | 0.042 | 0.042 | 0 | 0 | 0.084 | 3 | 3 | 0 | 0 | 6 | 0 | 1.043 | 0 | 0 | 1.043 | . | . | . | . | 0 | . | . | . | . | 0 | . | . | . | . | 0 | 6.989 | 0.868 | NM | 0 | 7.857 | 557 | 41 | 0 | 0 | 598 | 367.911 | 41.814 | 0 | 0 | 409.725
2024 | 3 | MN | 10596 | City of Lake Crystal - (MN) | Preliminary | AC | 0.053 | 0.04 | . | . | 0.093 | 5 | 1 | . | . | 6 | . | . | . | . | 0 | . | . | . | . | 0 | . | . | . | . | 0 | 0.005 | 0.1 | . | . | 0.105 | 1 | 1 | . | . | 2 | . | . | . | . | 0 | . | . | . | . | 0 | . | . | . | . | 0 | . | . | . | . | 0 | . | . | . | . | 0 | . | . | . | . | 0 | . | . | . | . | 0 | . | . | . | . | 0 | . | . | . | . | 0 | . | . | . | . | 0 | 0.053 | 0.04 | NM | 0 | 0.093 | 5 | 1 | 0 | 0 | 6 | 0 | 0 | 0 | 0 | 0
2024 | 3 | MN | 12647 | ALLETE, Inc. | Preliminary | AC | 7.742 | 7.744 | 0.02 | . | 15.506 | 845 | 168 | 1 | . | 1014 | 0.518 | 0.522 | . | . | 1.04 | 94 | 3 | . | . | 97 | 185.042 | 67.18 | . | . | 252.222 | 0.38 | 0.006 | . | . | 0.386 | 24 | 1 | . | . | 25 | . | . | . | . | 0 | . | . | . | . | 0 | . | . | . | . | 0 | . | . | . | . | 0 | 0.082 | 0.093 | . | . | 0.175 | 8 | 7 | . | . | 15 | . | . | . | . | 0 | . | . | . | . | 0 | . | . | . | . | 0 | . | . | . | . | 0 | 8.342 | 8.359 | 0.02 | 0 | 16.721 | 947 | 178 | 1 | 0 | 1126 | 185.042 | 67.18 | 0 | 0 | 252.222
2024 | 3 | MN | 13781 | Northern States Power Co - Minnesota | Preliminary | DC | 85.909 | 54.834 | 18.264 | 0 | 159.007 | 11418 | 1234 | 229 | 0 | 12881 | . | . | . | . | 0 | . | . | . | . | 0 | . | . | . | . | 0 | . | . | . | . | 0 | . | . | . | . | 0 | . | . | . | . | 0 | . | . | . | . | 0 | . | . | . | . | 0 | . | . | . | . | 0 | . | . | . | . | 0 | . | . | . | . | 0 | . | . | . | . | 0 | . | . | . | . | 0 | . | . | . | . | 0 | . | . | . | . | 0 | 85.909 | 54.834 | 18.264 | 0 | 159.007 | 11418 | 1234 | 229 | 0 | 12881 | 0 | 0 | 0 | 0 | 0
2024 | 3 | MN | 14232 | Otter Tail Power Co | Preliminary | AC | 0.692 | 2.03 | 0 | 0 | 2.722 | 60 | 40 | 0 | 0 | 100 | 0 | 0 | 0 | 0 | 0 | 0 | 0 | 0 | 0 | 0 | 51.708 | 28.797 | 0 | 0 | 80.505 | 0 | 0 | 0 | 0 | 0 | 0 | 0 | 0 | 0 | 0 | 0 | 0 | 0 | 0 | 0 | 0 | 0 | 0 | 0 | 0 | 0 | 0 | 0 | 0 | 0 | 0 | 0 | 0 | 0 | 0 | 0.002 | 0.199 | 0 | 0 | 0.201 | 1 | 8 | 0 | 0 | 9 | 0 | 1.104 | 0 | 0 | 1.104 | 0 | 0.035 | 0 | 0 | 0.035 | 0 | 1 | 0 | 0 | 1 | 0 | 0 | 0 | 0 | 0 | 0.694 | 2.264 | NM | 0 | 2.958 | 61 | 49 | 0 | 0 | 110 | 51.708 | 29.901 | 0 | 0 | 81.609
2024 | 3 | MN | 16181 | Rochester Public Utilities | Preliminary | AC | 4.124 | 0.716 | 0 | 0 | 4.84 | 524 | 22 | 0 | 0 | 546 | 0.286 | 0 | 0 | 0 | 0.286 | 208 | 0 | 0 | 0 | 208 | 544.894 | 33.883 | 0 | 0 | 578.777 | 0.037 | 0 | 0 | 0 | 0.037 | 7 | 0 | 0 | 0 | 7 | 0.075 | 0 | 0 | 0 | 0.075 | 0 | 0 | 0 | 0 | 0 | 0 | 0 | 0 | 0 | 0 | 0 | 0 | 0 | 0 | 0 | 0.003 | 0 | 0 | 0 | 0.003 | 1 | 0 | 0 | 0 | 1 | 0 | 0 | 0 | 0 | 0 | 0 | 0 | 0 | 0 | 0 | 0 | 0 | 0 | 0 | 0 | 0 | 0 | 0 | 0 | 0 | 4.413 | 0.716 | NM | 0 | 5.129 | 733 | 22 | 0 | 0 | 755 | 544.894 | 33.883 | 0 | 0 | 578.777
2024 | 3 | MN | 17267 | Sioux Valley SW Elec Coop | Preliminary | DC | 0.469 | 0.068 | . | . | 0.537 | 21 | 3 | . | . | 24 | . | . | . | . | 0 | . | . | . | . | 0 | 53.083 | 7.664 | . | . | 60.747 | . | . | . | . | 0 | . | . | . | . | 0 | . | . | . | . | 0 | . | . | . | . | 0 | . | . | . | . | 0 | . | . | . | . | 0 | 0.025 | . | . | . | 0.025 | 1 | . | . | . | 1 | 3.3 | . | . | . | 3.3 | . | . | . | . | 0 | . | . | . | . | 0 | . | . | . | . | 0 | 0.494 | 0.068 | NM | 0 | 0.562 | 22 | 3 | 0 | 0 | 25 | 56.383 | 7.664 | 0 | 0 | 64.047
2024 | 3 | MN | 20996 | Wright-Hennepin Coop Elec Assn | Preliminary | AC | 3.597 | 0.556 | . | . | 4.153 | 285 | 18 | . | . | 303 | 0.075 | . | . | . | 0.075 | 40 | . | . | . | 40 | 185.145 | 7.762 | . | . | 192.907 | . | . | . | . | 0 | . | . | . | . | 0 | . | . | . | . | 0 | . | . | . | . | 0 | . | . | . | . | 0 | . | . | . | . | 0 | 0.08 | . | . | . | 0.08 | 5 | . | . | . | 5 | 1.567 | . | . | . | 1.567 | . | . | . | . | 0 | . | . | . | . | 0 | . | . | . | . | 0 | 3.752 | 0.556 | NM | 0 | 4.308 | 330 | 18 | 0 | 0 | 348 | 186.712 | 7.762 | 0 | 0 | 194.474
2024 | 3 | MN | 25177 | Dakota Electric Association | Preliminary | AC | 13.835 | 0.773 | 0 | 0 | 14.608 | 1394 | 23 | 0 | 0 | 1417 | . | . | . | . | 0 | . | . | . | . | 0 | . | . | . | . | 0 | . | . | . | . | 0 | . | . | . | . | 0 | . | . | . | . | 0 | . | . | . | . | 0 | . | . | . | . | 0 | . | . | . | . | 0 | 0.11 | 0.095 | 0 | 0 | 0.205 | 6 | 4 | 0 | 0 | 10 | . | . | . | . | 0 | . | . | . | . | 0 | . | . | . | . | 0 | . | . | . | . | 0 | 13.945 | 0.868 | NM | 0 | 14.813 | 1400 | 27 | 0 | 0 | 1427 | 0 | 0 | 0 | 0 | 0
2024 | 3 | MN | 99999 | Adjustment 2024 | Preliminary |  | 48.208 | 4.159 | -2.604 | 0 | 49.763 | . | . | . | . | . | . | . | . | . | 0 | . | . | . | . | . | . | . | . | . | . | . | . | . | . | 0 | . | . | . | . | . | . | . | . | . | . | . | . | . | . | 0 | . | . | . | . | . | . | . | . | . | . | . | . | . | . | . | . | . | . | . | . | . | . | . | . | . | . | . | . | . | . | . | . | . | . | . | . | . | . | . | . | 48.208 | 4.159 | -2.604 | 0 | 49.763 | . | . | . | . | . | . | . | . | . | .
2024 | 3 | MO | 4675 | Cuivre River Electric Coop Inc | Preliminary | AC | 2.099 | 0.008 | . | . | 2.107 | 241 | 1 | . | . | 242 | . | . | . | . | 0 | . | . | . | . | 0 | 193.57 | 0.08 | . | . | 193.65 | . | . | . | . | 0 | . | . | . | . | 0 | . | . | . | . | 0 | . | . | . | . | 0 | . | . | . | . | 0 | . | . | . | . | 0 | . | . | . | . | 0 | . | . | . | . | 0 | . | . | . | . | 0 | . | . | . | . | 0 | . | . | . | . | 0 | . | . | . | . | 0 | 2.099 | 0.008 | NM | 0 | 2.107 | 241 | 1 | 0 | 0 | 242 | 193.57 | 0.08 | 0 | 0 | 193.65
2024 | 3 | MO | 5860 | Empire District Electric Co | Preliminary | AC | 112.593 | 37.174 | 0.746 | . | 150.513 | 4389 | 471 | 7 | . | 4867 | . | . | . | . | 0 | . | . | . | . | 0 | 675.327 | 182.749 | 0 | . | 858.076 | . | . | . | . | 0 | . | . | . | . | 0 | . | . | . | . | 0 | . | . | . | . | 0 | . | . | . | . | 0 | . | . | . | . | 0 | 0.025 | 0.002 | . | . | 0.027 | 4 | 1 | . | . | 5 | 0 | 0 | . | . | 0 | . | . | . | . | 0 | . | . | . | . | 0 | . | . | . | . | 0 | 112.618 | 37.176 | 0.746 | 0 | 150.54 | 4393 | 472 | 7 | 0 | 4872 | 675.327 | 182.749 | 0 | 0 | 858.076
2024 | 3 | MO | 9231 | City of Independence - (MO) | Preliminary | AC | 4.889 | 0.234 | 0 | 0 | 5.123 | 649 | 31 | 0 | 0 | 680 | . | . | . | . | 0 | . | . | . | . | 0 | . | . | . | . | 0 | . | . | . | . | 0 | . | . | . | . | 0 | . | . | . | . | 0 | . | . | . | . | 0 | . | . | . | . | 0 | . | . | . | . | 0 | . | 0.002 | . | . | 0.002 | . | 1 | . | . | 1 | . | . | . | . | 0 | . | . | . | . | 0 | . | . | . | . | 0 | . | . | . | . | 0 | 4.889 | 0.236 | NM | 0 | 5.125 | 649 | 32 | 0 | 0 | 681 | 0 | 0 | 0 | 0 | 0
2024 | 3 | MO | 10000 | Evergy Metro | Preliminary | AC | 28.168 | 20.843 | 1.527 | . | 50.538 | 3261 | 831 | 53 | . | 4145 | 1.362 | 0.033 | . | . | 1.395 | 486 | 2 | . | . | 488 | 1745.9 | 558.467 | 45.776 | . | 2350.143 | 0.185 | . | . | . | 0.185 | 19 | . | . | . | 19 | . | . | . | . | 0 | . | . | . | . | 0 | . | . | . | . | 0 | . | . | . | . | 0 | 0.011 | . | 0.05 | . | 0.061 | 4 | . | 1 | . | 5 | 0.032 | . | 0 | . | 0.032 | . | . | . | . | 0 | . | . | . | . | 0 | . | . | . | . | 0 | 29.541 | 20.876 | 1.577 | 0 | 51.994 | 3751 | 833 | 54 | 0 | 4638 | 1745.932 | 558.467 | 45.776 | 0 | 2350.175
2024 | 3 | MO | 12698 | Evergy Missouri West | Preliminary | AC | 50.516 | 24.121 | 0.891 | . | 75.528 | 4612 | 861 | 21 | . | 5494 | 0.843 | 0.046 | . | . | 0.889 | 254 | 5 | . | . | 259 | 3349.012 | 815.416 | 25.182 | . | 4189.61 | 0.085 | . | . | . | 0.085 | 10 | . | . | . | 10 | . | . | . | . | 0 | . | . | . | . | 0 | . | . | . | . | 0 | . | . | . | . | 0 | 0.023 | 0.006 | . | . | 0.029 | 10 | 2 | . | . | 12 | 2.487 | . | . | . | 2.487 | . | . | . | . | 0 | . | . | . | . | 0 | . | 0 | . | . | 0 | 51.382 | 24.173 | 0.891 | 0 | 76.446 | 4876 | 868 | 21 | 0 | 5765 | 3351.499 | 815.416 | 25.182 | 0 | 4192.097
2024 | 3 | MO | 17833 | City Utilities of Springfield - (MO) | Preliminary | AC | 5.014 | 2.74 | 0 | 0 | 7.754 | 643 | 61 | 0 | 0 | 704 | . | . | . | . | 0 | . | . | . | . | 0 | 84.28 | 46.027 | 0 | 0 | 130.307 | . | . | . | . | 0 | . | . | . | . | 0 | . | . | . | . | 0 | . | . | . | . | 0 | . | . | . | . | 0 | . | . | . | . | 0 | . | . | . | . | 0 | . | . | . | . | 0 | . | . | . | . | 0 | . | . | . | . | 0 | . | . | . | . | 0 | . | . | . | . | 0 | 5.014 | 2.74 | NM | 0 | 7.754 | 643 | 61 | 0 | 0 | 704 | 84.28 | 46.027 | 0 | 0 | 130.307
2024 | 3 | MO | 19436 | Union Electric Co - (MO) | Preliminary | AC | 69.106 | 50.697 | 3.303 | . | 123.106 | 7352 | 1836 | 110 | . | 9298 | . | . | . | . | 0 | . | . | . | . | 0 | . | . | . | . | 0 | . | . | . | . | 0 | . | . | . | . | 0 | . | . | . | . | 0 | . | . | . | . | 0 | . | . | . | . | 0 | . | . | . | . | 0 | 0.048 | 0.018 | . | . | 0.066 | 18 | 7 | . | . | 25 | . | . | . | . | 0 | . | . | . | . | 0 | . | . | . | . | 0 | . | . | . | . | 0 | 69.154 | 50.715 | 3.303 | 0 | 123.172 | 7370 | 1843 | 110 | 0 | 9323 | 0 | 0 | 0 | 0 | 0
2024 | 3 | MO | 99999 | Adjustment 2024 | Preliminary |  | 88.752 | 5.974 | 0.179 | . | 94.905 | . | . | . | . | . | . | . | . | . | . | . | . | . | . | . | . | . | . | . | . | . | . | . | . | . | . | . | . | . | . | . | . | . | . | . | . | . | . | . | . | . | . | . | . | . | . | . | . | . | . | . | . | . | . | . | . | . | . | . | . | . | . | . | . | . | . | . | . | . | . | . | . | . | . | . | . | . | . | . | . | 88.752 | 5.974 | 0.179 | . | 94.905 | . | . | . | . | . | . | . | . | . | .
2024 | 3 | MS | 3841 | Coast Electric Power Assn - (MS) | Preliminary | AC | 0.259 | 0.092 | . | . | 0.351 | 371 | 1 | . | . | 372 | . | . | . | . | 0 | . | . | . | . | 0 | 172.956 | 0 | . | . | 172.956 | . | . | . | . | 0 | . | . | . | . | 0 | . | . | . | . | 0 | . | . | . | . | 0 | . | . | . | . | 0 | . | . | . | . | 0 | . | . | . | . | 0 | . | . | . | . | 0 | . | . | . | . | 0 | . | . | . | . | 0 | . | . | . | . | 0 | . | . | . | . | 0 | 0.259 | 0.092 | NM | 0 | 0.351 | 371 | 1 | 0 | 0 | 372 | 172.956 | 0 | 0 | 0 | 172.956
2024 | 3 | MS | 12685 | Entergy Mississippi LLC | Preliminary | DC | 1.144 | 0.421 | 0.02 | . | 1.585 | 270 | 22 | 2 | . | 294 | . | . | . | . | 0 | . | . | . | . | 0 | . | . | . | . | 0 | . | . | . | . | 0 | . | . | . | . | 0 | . | . | . | . | 0 | . | . | . | . | 0 | . | . | . | . | 0 | . | . | . | . | 0 | 0.011 | 0 | 0 | . | 0.011 | 1 | 0 | 0 | . | 1 | . | . | . | . | 0 | 0 | 0 | 0 | . | 0 | 0 | 0 | 0 | . | 0 | . | . | . | . | 0 | 1.155 | 0.421 | 0.02 | 0 | 1.596 | 271 | 22 | 2 | 0 | 295 | 0 | 0 | 0 | 0 | 0
2024 | 3 | MS | 12686 | Mississippi Power Co | Preliminary | DC | 4.495 | 2.112 | . | . | 6.607 | 455 | 37 | . | . | 492 | . | . | . | . | 0 | . | . | . | . | 0 | . | . | . | . | 0 | . | . | . | . | 0 | . | . | . | . | 0 | . | . | . | . | 0 | . | . | . | . | 0 | . | . | . | . | 0 | . | . | . | . | 0 | . | . | . | . | 0 | . | . | . | . | 0 | . | . | . | . | 0 | . | . | . | . | 0 | . | . | . | . | 0 | . | . | . | . | 0 | 4.495 | 2.112 | NM | 0 | 6.607 | 455 | 37 | 0 | 0 | 492 | 0 | 0 | 0 | 0 | 0
2024 | 3 | MS | 17647 | Southern Pine Electric Cooperative | Preliminary | AC | 0.479 | 0.775 | . | . | 1.254 | 51 | 11 | . | . | 62 | . | . | . | . | 0 | . | . | . | . | 0 | 16.419 | 32.524 | . | . | 48.943 | 0.096 | . | . | . | 0.096 | 11 | . | . | . | 11 | . | . | . | . | 0 | . | . | . | . | 0 | . | . | . | . | 0 | . | . | . | . | 0 | . | . | . | . | 0 | . | . | . | . | 0 | . | . | . | . | 0 | . | 0.065 | . | . | 0.065 | . | 1 | . | . | 1 | . | . | . | . | 0 | 0.479 | 0.84 | NM | 0 | 1.319 | 51 | 12 | 0 | 0 | 63 | 16.419 | 32.524 | 0 | 0 | 48.943
2024 | 3 | MS | 99999 | Adjustment 2024 | Preliminary |  | 4.466 | 1.79 | 0.338 | . | 6.593 | . | . | . | . | . | . | . | . | . | 0 | . | . | . | . | . | . | . | . | . | . | . | . | . | . | 0 | . | . | . | . | . | . | . | . | . | . | . | . | . | . | 0 | . | . | . | . | . | . | . | . | . | . | . | . | . | . | . | . | . | . | . | . | . | . | . | . | . | . | . | . | . | . | . | . | . | . | . | . | . | . | . | . | 4.466 | 1.79 | 0.338 | . | 6.593 | . | . | . | . | . | . | . | . | . | .
2024 | 3 | MT | 6395 | Flathead Electric Coop Inc | Preliminary | DC | 2.073 | 0.517 | . | . | 2.59 | 174 | 31 | . | . | 205 | 0.143 | . | . | . | 0.143 | 350 | . | . | . | 350 | . | . | . | . | 0 | 0.549 | 0.027 | . | . | 0.576 | 16 | 2 | . | . | 18 | 0.734 | 0.027 | . | . | 0.761 | . | . | . | . | 0 | . | . | . | . | 0 | . | . | . | . | 0 | 0.005 | . | . | . | 0.005 | 4 | . | . | . | 4 | . | . | . | . | 0 | . | . | . | . | 0 | . | . | . | . | 0 | . | . | . | . | 0 | 2.221 | 0.517 | NM | 0 | 2.738 | 528 | 31 | 0 | 0 | 559 | 0 | 0 | 0 | 0 | 0
2024 | 3 | MT | 12199 | Montana-Dakota Utilities Co | Preliminary | AC | 0.122 | 0.074 | . | . | 0.196 | 15 | 4 | . | . | 19 | . | . | . | . | 0 | . | . | . | . | 0 | . | . | . | . | 0 | . | . | . | . | 0 | . | . | . | . | 0 | . | . | . | . | 0 | . | . | . | . | 0 | . | . | . | . | 0 | . | . | . | . | 0 | 0.002 | 0.005 | . | . | 0.007 | 3 | 2 | . | . | 5 | . | . | . | . | 0 | . | . | . | . | 0 | . | . | . | . | 0 | . | . | . | . | 0 | 0.124 | 0.079 | NM | 0 | 0.203 | 18 | 6 | 0 | 0 | 24 | 0 | 0 | 0 | 0 | 0
2024 | 3 | MT | 12692 | Missoula Electric Coop, Inc | Preliminary | AC | 0.872 | 0.083 | . | . | 0.955 | 114 | 6 | . | . | 120 | 0.109 | 0.046 | . | . | 0.155 | 142 | 10 | . | . | 152 | . | . | . | . | 0 | . | . | . | . | 0 | . | . | . | . | 0 | . | . | . | . | 0 | . | . | . | . | 0 | . | . | . | . | 0 | . | . | . | . | 0 | 0.002 | . | . | . | 0.002 | 1 | . | . | . | 1 | . | . | . | . | 0 | . | . | . | . | 0 | . | . | . | . | 0 | . | . | . | . | 0 | 0.983 | 0.129 | NM | 0 | 1.112 | 257 | 16 | 0 | 0 | 273 | 0 | 0 | 0 | 0 | 0
2024 | 3 | MT | 12825 | NorthWestern Energy LLC - (MT) | Preliminary | AC | 42.646 | 10.543 | 0 | 0 | 53.189 | 6012 | 673 | 0 | 0 | 6685 | 0 | 0 | 0 | 0 | 0 | 0 | 0 | 0 | 0 | 0 | 0 | 0 | 0 | 0 | 0 | 0 | 0 | 0 | 0 | 0 | 0 | 0 | 0 | 0 | 0 | 0 | 0 | 0 | 0 | 0 | 0 | 0 | 0 | 0 | 0 | 0 | 0 | 0 | 0 | 0 | 0 | 0 | 0 | 0 | 0 | 0.411 | 0.513 | 0 | 0 | 0.924 | 76 | 35 | 0 | 0 | 111 | 0 | 0 | 0 | 0 | 0 | 0.018 | 0.07 | 0 | 0 | 0.088 | 3 | 2 | 0 | 0 | 5 | 0 | 0 | 0 | 0 | 0 | 43.075 | 11.126 | NM | 0 | 54.201 | 6091 | 710 | 0 | 0 | 6801 | 0 | 0 | 0 | 0 | 0
2024 | 3 | MT | 19603 | USBIA-Mission Valley Power | Preliminary | AC | 0.468 | . | . | . | 0.468 | 70 | . | . | . | 70 | . | . | . | . | 0 | . | . | . | . | 0 | . | . | . | . | 0 | . | . | . | . | 0 | . | . | . | . | 0 | . | . | . | . | 0 | . | . | . | . | 0 | . | . | . | . | 0 | . | . | . | . | 0 | . | . | . | . | 0 | . | . | . | . | 0 | . | . | . | . | 0 | . | . | . | . | 0 | . | . | . | . | 0 | . | . | . | . | 0 | 0.468 | NM | NM | 0 | 0.468 | 70 | 0 | 0 | 0 | 70 | 0 | 0 | 0 | 0 | 0
2024 | 3 | MT | 20997 | Yellowstone Valley Elec Co-op | Preliminary | AC | 2.88 | . | . | . | 2.88 | 333 | . | . | . | 333 | . | . | . | . | 0 | . | . | . | . | 0 | . | . | . | . | 0 | . | . | . | . | 0 | . | . | . | . | 0 | . | . | . | . | 0 | . | . | . | . | 0 | . | . | . | . | 0 | . | . | . | . | 0 | 0.012 | . | . | . | 0.012 | 3 | . | . | . | 3 | . | . | . | . | 0 | . | . | . | . | 0 | . | . | . | . | 0 | . | . | . | . | 0 | 2.892 | NM | NM | 0 | 2.892 | 336 | 0 | 0 | 0 | 336 | 0 | 0 | 0 | 0 | 0
2024 | 3 | MT | 99999 | Adjustment 2024 | Preliminary |  | 3.951 | 0.1 | . | . | 4.051 | . | . | . | . | . | -0.025 | . | . | . | -0.025 | . | . | . | . | . | . | . | . | . | . | -0.096 | -0.005 | . | . | -0.1 | . | . | . | . | . | . | . | . | . | . | . | . | . | . | 0 | . | . | . | . | . | . | . | . | . | . | . | . | . | . | . | . | . | . | . | . | . | . | . | . | . | . | . | . | . | . | . | . | . | . | . | . | . | . | . | . | 3.927 | 0.1 | . | . | 4.026 | . | . | . | . | . | . | . | . | . | .
2024 | 3 | NC | 3046 | Duke Energy Progress - (NC) | Preliminary | AC | 161.405 | 27.035 | 5.118 | 0 | 193.558 | 22114 | 662 | 19 | 0 | 22795 | . | . | . | . | 0 | . | . | . | . | 0 | . | . | . | . | 0 | . | . | . | . | 0 | . | . | . | . | 0 | . | . | . | . | 0 | . | . | . | . | 0 | . | . | . | . | 0 | . | . | . | . | 0 | 0.002 | 0.01 | 0 | 0 | 0.012 | 1 | 1 | 0 | 0 | 2 | . | . | . | . | 0 | . | . | . | . | 0 | . | . | . | . | 0 | . | . | . | . | 0 | 161.407 | 27.045 | 5.118 | 0 | 193.57 | 22115 | 663 | 19 | 0 | 22797 | 0 | 0 | 0 | 0 | 0
2024 | 3 | NC | 5416 | Duke Energy Carolinas, LLC | Preliminary | AC | 153.728 | 41.5 | 6.155 | . | 201.383 | 22840 | 892 | 35 | . | 23767 | . | . | . | . | 0 | . | . | . | . | 0 | . | . | . | . | 0 | . | . | . | . | 0 | . | . | . | . | 0 | . | . | . | . | 0 | . | . | . | . | 0 | . | . | . | . | 0 | . | . | . | . | 0 | 0.007 | 0.002 | 0 | . | 0.009 | 5 | 1 | 0 | . | 6 | . | . | . | . | 0 | 0.006 | 0.4 | . | . | 0.406 | 1 | 1 | . | . | 2 | . | . | . | . | 0 | 153.741 | 41.902 | 6.155 | 0 | 201.798 | 22846 | 894 | 35 | 0 | 23775 | 0 | 0 | 0 | 0 | 0
2024 | 3 | NC | 6235 | Fayetteville Public Works Commission | Preliminary | AC | 1.733 | . | . | . | 1.733 | 284 | . | . | . | 284 | . | . | . | . | 0 | . | . | . | . | 0 | . | . | . | . | 0 | . | . | . | . | 0 | . | . | . | . | 0 | . | . | . | . | 0 | . | . | . | . | 0 | . | . | . | . | 0 | . | . | . | . | 0 | . | . | . | . | 0 | . | . | . | . | 0 | . | . | . | . | 0 | . | . | . | . | 0 | . | . | . | . | 0 | . | . | . | . | 0 | 1.733 | NM | NM | 0 | 1.733 | 284 | 0 | 0 | 0 | 284 | 0 | 0 | 0 | 0 | 0
2024 | 3 | NC | 9837 | Jones-Onslow Elec Member Corp | Preliminary | AC | 3.734 | . | . | . | 3.734 | 489 | . | . | . | 489 | . | . | . | . | 0 | . | . | . | . | 0 | 182.95 | . | . | . | 0 | . | . | . | . | 0 | . | . | . | . | 0 | . | . | . | . | 0 | . | . | . | . | 0 | . | . | . | . | 0 | . | . | . | . | 0 | . | . | . | . | 0 | . | . | . | . | 0 | . | . | . | . | 0 | . | . | . | . | 0 | . | . | . | . | 0 | . | . | . | . | 0 | 3.734 | NM | NM | 0 | 3.734 | 489 | 0 | 0 | 0 | 489 | 182.95 | 0 | 0 | 0 | 182.95
2024 | 3 | NC | 16496 | Rutherford Elec Member Corp | Preliminary | AC | 2.586 | 0.055 | 0.2 | 0 | 2.841 | 359 | 2 | 1 | 0 | 362 | . | . | . | . | 0 | . | . | . | . | 0 | 124.712 | 1.594 | 0 | 0 | 126.306 | . | . | . | . | 0 | . | . | . | . | 0 | . | . | . | . | 0 | . | . | . | . | 0 | . | . | . | . | 0 | . | . | . | . | 0 | . | . | . | . | 0 | . | . | . | . | 0 | . | . | . | . | 0 | . | . | . | . | 0 | . | . | . | . | 0 | . | . | . | . | 0 | 2.586 | 0.055 | 0.2 | 0 | 2.841 | 359 | 2 | 1 | 0 | 362 | 124.712 | 1.594 | 0 | 0 | 126.306
2024 | 3 | NC | 19876 | Virginia Electric & Power Co | Preliminary | AC | 4.725 | 0.981 | . | . | 5.706 | 643 | 27 | . | . | 670 | . | . | . | . | 0 | . | . | . | . | 0 | . | . | . | . | 0 | . | . | . | . | 0 | . | . | . | . | 0 | . | . | . | . | 0 | . | . | . | . | 0 | . | . | . | . | 0 | . | . | . | . | 0 | 0.046 | 0.046 | . | . | 0.092 | 112 | 15 | . | . | 127 | . | . | . | . | 0 | . | . | . | . | 0 | . | . | . | . | 0 | . | . | . | . | 0 | 4.771 | 1.027 | NM | 0 | 5.798 | 755 | 42 | 0 | 0 | 797 | 0 | 0 | 0 | 0 | 0
2024 | 3 | NC | 24889 | Brunswick Electric Member Corp | Preliminary | AC | 6.304 | . | . | . | 6.304 | 788 | . | . | . | 788 | 0.23 | . | . | . | 0.23 | 146 | . | . | . | 146 | . | . | . | . | 0 | . | . | . | . | 0 | . | . | . | . | 0 | . | . | . | . | 0 | . | . | . | . | 0 | . | . | . | . | 0 | . | . | . | . | 0 | . | . | . | . | 0 | . | . | . | . | 0 | . | . | . | . | 0 | . | . | . | . | 0 | . | . | . | . | 0 | . | . | . | . | 0 | 6.534 | NM | NM | 0 | 6.534 | 934 | 0 | 0 | 0 | 934 | 0 | 0 | 0 | 0 | 0
2024 | 3 | NC | 99999 | Adjustment 2024 | Preliminary |  | 28.764 | 2.34 | . | . | 31.104 | . | . | . | . | . | . | . | . | . | . | . | . | . | . | . | . | . | . | . | . | . | . | . | . | . | . | . | . | . | . | . | . | . | . | . | . | . | . | . | . | . | . | . | . | . | . | . | . | . | . | . | . | . | . | . | . | . | . | . | . | . | . | . | . | . | . | . | . | . | . | . | . | . | . | . | . | . | . | . | . | 28.764 | 2.34 | . | . | 31.104 | . | . | . | . | . | . | . | . | . | .
2024 | 3 | ND | 12090 | McLean Electric Coop, Inc | Preliminary | AC | 0.08 | . | . | . | 0.08 | 7 | . | . | . | 7 | . | . | . | . | 0 | . | . | . | . | 0 | 3.66 | . | . | . | 3.66 | . | . | . | . | 0 | . | . | . | . | 0 | . | . | . | . | 0 | . | . | . | . | 0 | . | . | . | . | 0 | . | . | . | . | 0 | . | . | . | . | 0 | . | . | . | . | 0 | . | . | . | . | 0 | . | . | . | . | 0 | . | . | . | . | 0 | . | . | . | . | 0 | 0.08 | NM | NM | 0 | 0.08 | 7 | 0 | 0 | 0 | 7 | 3.66 | 0 | 0 | 0 | 3.66
2024 | 3 | ND | 12301 | Nodak Electric Coop Inc | Preliminary | AC | 0.092 | . | . | . | 0.092 | 12 | . | . | . | 12 | . | . | . | . | 0 | . | . | . | . | 0 | 1.554 | . | . | . | 1.554 | . | . | . | . | 0 | . | . | . | . | 0 | . | . | . | . | 0 | . | . | . | . | 0 | . | . | . | . | 0 | . | . | . | . | 0 | 0.086 | . | 0.06 | . | 0.146 | 5 | . | 2 | . | 7 | 0 | . | 0 | . | 0 | . | . | . | . | 0 | . | . | . | . | 0 | . | . | . | . | 0 | 0.178 | NM | 0.06 | 0 | 0.238 | 17 | 0 | 2 | 0 | 19 | 1.554 | 0 | 0 | 0 | 1.554
2024 | 3 | ND | 14232 | Otter Tail Power Co | Preliminary | AC | 0.009 | 0.164 | 0 | 0 | 0.173 | 1 | 6 | 0 | 0 | 7 | 0 | 0 | 0 | 0 | 0 | 0 | 0 | 0 | 0 | 0 | 0.482 | 4.22 | 0 | 0 | 4.702 | 0 | 0 | 0 | 0 | 0 | 0 | 0 | 0 | 0 | 0 | 0 | 0 | 0 | 0 | 0 | 0 | 0 | 0 | 0 | 0 | 0 | 0 | 0 | 0 | 0 | 0 | 0 | 0 | 0 | 0 | 0.012 | 0.03 | 0 | 0 | 0.042 | 1 | 1 | 0 | 0 | 2 | 0 | 0 | 0 | 0 | 0 | 0 | 0 | 0 | 0 | 0 | 0 | 0 | 0 | 0 | 0 | 0 | 0 | 0 | 0 | 0 | 0.021 | 0.194 | NM | 0 | 0.215 | 2 | 7 | 0 | 0 | 9 | 0.482 | 4.22 | 0 | 0 | 4.702
2024 | 3 | ND | 19790 | Verendrye Electric Coop Inc | Preliminary | AC | 0.064 | . | . | . | 0.064 | 7 | . | . | . | 7 | . | . | . | . | 0 | . | . | . | . | 0 | 5.67 | . | . | . | 5.67 | . | . | . | . | 0 | . | . | . | . | 0 | . | . | . | . | 0 | . | . | . | . | 0 | . | . | . | . | 0 | . | . | . | . | 0 | 0.004 | . | . | . | 0.004 | 1 | . | . | . | 1 | 0.055 | . | . | . | 0.055 | . | . | . | . | 0 | . | . | . | . | 0 | . | . | . | . | 0 | 0.068 | NM | NM | 0 | 0.068 | 8 | 0 | 0 | 0 | 8 | 5.725 | 0 | 0 | 0 | 5.725
2024 | 3 | ND | 20413 | Mountrail-Williams Elec Coop | Preliminary | AC | 0.152 | 0.083 | . | . | 0.235 | 6 | 2 | . | . | 8 | . | . | . | . | 0 | . | . | . | . | 0 | 7.567 | 7.908 | . | . | 15.475 | . | . | . | . | 0 | . | . | . | . | 0 | . | . | . | . | 0 | . | . | . | . | 0 | . | . | . | . | 0 | . | . | . | . | 0 | . | 0.002 | . | . | 0.002 | . | 1 | . | . | 1 | . | 0 | . | . | 0 | . | . | . | . | 0 | . | . | . | . | 0 | . | . | . | . | 0 | 0.152 | 0.085 | NM | 0 | 0.237 | 6 | 3 | 0 | 0 | 9 | 7.567 | 7.908 | 0 | 0 | 15.475
2024 | 3 | ND | 24949 | Cass County Elec Coop Inc | Preliminary | DC | 0.396 | . | . | . | 0.396 | 33 | . | . | . | 33 | 0.101 | . | . | . | 0.101 | 151 | . | . | . | 151 | 7.768 | . | . | . | 7.768 | . | . | . | . | 0 | . | . | . | . | 0 | . | . | . | . | 0 | . | . | . | . | 0 | . | . | . | . | 0 | . | . | . | . | 0 | 0.157 | . | . | . | 0.157 | 14 | . | . | . | 14 | 2.794 | . | . | . | 2.794 | . | . | . | . | 0 | . | . | . | . | 0 | . | . | . | . | 0 | 0.654 | NM | NM | 0 | 0.654 | 198 | 0 | 0 | 0 | 198 | 10.562 | 0 | 0 | 0 | 10.562
2024 | 3 | ND | 99999 | Adjustment 2024 | Preliminary |  | -0.069 | . | . | . | -0.069 | . | . | . | . | . | -0.018 | . | . | . | -0.018 | . | . | . | . | . | . | . | . | . | . | . | . | . | . | 0 | . | . | . | . | . | . | . | . | . | . | . | . | . | . | 0 | . | . | . | . | . | . | . | . | . | . | . | . | . | . | . | . | . | . | . | . | . | . | . | . | . | . | . | . | . | . | . | . | . | . | . | . | . | . | . | . | -0.087 | . | . | . | -0.087 | . | . | . | . | . | . | . | . | . | .
2024 | 3 | NE | 4373 | Cornhusker Public Power Dist | Preliminary | AC | 0.849 | . | . | . | 0.849 | 38 | . | . | . | 38 | . | . | . | . | 0 | . | . | . | . | 0 | . | . | . | . | 0 | . | . | . | . | 0 | . | . | . | . | 0 | . | . | . | . | 0 | . | . | . | . | 0 | . | . | . | . | 0 | . | . | . | . | 0 | . | . | . | . | 0 | . | . | . | . | 0 | . | . | . | . | 0 | . | . | . | . | 0 | . | . | . | . | 0 | . | . | . | . | 0 | 0.849 | NM | NM | 0 | 0.849 | 38 | 0 | 0 | 0 | 38 | 0 | 0 | 0 | 0 | 0
2024 | 3 | NE | 4911 | Dawson Power District | Preliminary | AC | 0.621 | 0.287 | . | . | 0.908 | 53 | 7 | . | . | 60 | . | . | . | . | 0 | . | . | . | . | 0 | . | . | . | . | 0 | 0.117 | . | . | . | 0.117 | 7 | . | . | . | 7 | 0.212 | . | . | . | 0.212 | . | . | . | . | 0 | . | . | . | . | 0 | . | . | . | . | 0 | . | 0.002 | . | . | 0.002 | . | 1 | . | . | 1 | . | 0 | . | . | 0 | . | . | . | . | 0 | . | . | . | . | 0 | . | . | . | . | 0 | 0.621 | 0.289 | NM | 0 | 0.91 | 53 | 8 | 0 | 0 | 61 | 0 | 0 | 0 | 0 | 0
2024 | 3 | NE | 6779 | City of Fremont - (NE) | Preliminary | AC | 0.046 | 0.025 | . | . | 0.071 | 8 | 1 | . | . | 9 | 1.162 | 0.286 | . | . | 1.448 | 267 | 12 | . | . | 279 | . | . | . | . | 0 | . | . | . | . | 0 | . | . | . | . | 0 | . | . | . | . | 0 | . | . | . | . | 0 | . | . | . | . | 0 | . | . | . | . | 0 | . | . | . | . | 0 | . | . | . | . | 0 | . | . | . | . | 0 | . | . | . | . | 0 | . | . | . | . | 0 | . | . | . | . | 0 | 1.208 | 0.311 | NM | 0 | 1.519 | 275 | 13 | 0 | 0 | 288 | 0 | 0 | 0 | 0 | 0
2024 | 3 | NE | 11018 | Lincoln Electric System | Preliminary | AC | 2.85 | 0.663 | 0.005 | 0 | 3.518 | 394 | 37 | 1 | 0 | 432 | 3.361 | 0.239 | . | . | 3.6 | 591 | 42 | . | . | 633 | . | . | . | . | 0 | . | . | . | . | 0 | . | . | . | . | 0 | . | . | . | . | 0 | . | . | . | . | 0 | . | . | . | . | 0 | . | . | . | . | 0 | . | 0.002 | . | . | 0.002 | . | 1 | . | . | 1 | . | . | . | . | 0 | . | . | . | . | 0 | . | . | . | . | 0 | . | . | . | . | 0 | 6.211 | 0.904 | 0.005 | 0 | 7.12 | 985 | 80 | 1 | 0 | 1066 | 0 | 0 | 0 | 0 | 0
2024 | 3 | NE | 11251 | Loup River Public Power Dist | Preliminary | AC | . | . | 0.729 | . | 0.729 | . | . | 45 | . | 45 | . | . | . | . | 0 | . | . | . | . | 0 | . | . | 54.58 | . | 54.58 | . | . | . | . | 0 | . | . | . | . | 0 | . | . | . | . | 0 | . | . | . | . | 0 | . | . | . | . | 0 | . | . | . | . | 0 | . | . | . | . | 0 | . | . | . | . | 0 | . | . | . | . | 0 | . | . | . | . | 0 | . | . | . | . | 0 | . | . | . | . | 0 | NM | NM | 0.729 | 0 | 0.729 | 0 | 0 | 45 | 0 | 45 | 0 | 0 | 54.58 | 0 | 54.58
2024 | 3 | NE | 12539 | Midwest Electric Member Corp - (NE) | Preliminary | AC | 0.291 | 0.058 | 0 | 0 | 0.349 | 26 | 4 | 0 | 0 | 30 | 0 | 0 | 0 | 0 | 0 | 0 | 0 | 0 | 0 | 0 | 26.289 | 4.102 | 0 | 0 | 30.391 | 0 | 0 | 0 | 0 | 0 | 0 | 0 | 0 | 0 | 0 | 0 | 0 | 0 | 0 | 0 | 0 | 0 | 0 | 0 | 0 | 0 | 0 | 0 | 0 | 0 | 0 | 0 | 0 | 0 | 0 | 0.083 | 0 | 0 | 0 | 0.083 | 2 | 0 | 0 | 0 | 2 | 0.56 | 0 | 0 | 0 | 0.56 | 0 | 0 | 0 | 0 | 0 | 0 | 0 | 0 | 0 | 0 | 0 | 0 | 0 | 0 | 0 | 0.374 | 0.058 | NM | 0 | 0.432 | 28 | 4 | 0 | 0 | 32 | 26.849 | 4.102 | 0 | 0 | 30.951
2024 | 3 | NE | 13337 | Nebraska Public Power District | Preliminary | AC | 1.461 | 0.977 | . | . | 2.438 | 190 | 60 | . | . | 250 | . | . | . | . | 0 | . | . | . | . | 0 | 20.097 | 69.728 | . | . | 89.825 | . | . | . | . | 0 | . | . | . | . | 0 | . | . | . | . | 0 | . | . | . | . | 0 | . | . | . | . | 0 | . | . | . | . | 0 | 0.025 | 0.046 | . | . | 0.071 | 4 | 14 | . | . | 18 | . | . | . | . | 0 | . | . | . | . | 0 | . | . | . | . | 0 | . | . | . | . | 0 | 1.486 | 1.023 | NM | 0 | 2.509 | 194 | 74 | 0 | 0 | 268 | 20.097 | 69.728 | 0 | 0 | 89.825
2024 | 3 | NE | 13664 | Norris Public Power District | Preliminary | DC | 1.81 | 0.317 | . | . | 2.127 | 155 | 8 | . | . | 163 | . | . | . | . | 0 | . | . | . | . | 0 | 144.75 | 21.621 | . | . | 166.371 | . | . | . | . | 0 | . | . | . | . | 0 | . | . | . | . | 0 | . | . | . | . | 0 | . | . | . | . | 0 | . | . | . | . | 0 | 0.136 | 0.056 | . | . | 0.192 | 17 | 5 | . | . | 22 | 7.193 | 0.048 | . | . | 7.241 | . | . | . | . | 0 | . | . | . | . | 0 | . | . | . | . | 0 | 1.946 | 0.373 | NM | 0 | 2.319 | 172 | 13 | 0 | 0 | 185 | 151.943 | 21.669 | 0 | 0 | 173.612
2024 | 3 | NE | 14127 | Omaha Public Power District | Preliminary | AC | 11.148 | 0.689 | . | . | 11.837 | 1547 | 42 | . | . | 1589 | . | . | . | . | 0 | . | . | . | . | 0 | 221.179 | 11.223 | . | . | 232.402 | . | . | . | . | 0 | . | . | . | . | 0 | . | . | . | . | 0 | . | . | . | . | 0 | . | . | . | . | 0 | . | . | . | . | 0 | 0.032 | 0.002 | . | . | 0.034 | 7 | 1 | . | . | 8 | 1.245 | 0 | . | . | 1.245 | . | . | . | . | 0 | . | . | . | . | 0 | . | . | . | . | 0 | 11.18 | 0.691 | NM | 0 | 11.871 | 1554 | 43 | 0 | 0 | 1597 | 222.424 | 11.223 | 0 | 0 | 233.647
2024 | 3 | NE | 17642 | Southern Public Power District | Preliminary | AC | 0.551 | 0.025 | 0 | 0 | 0.576 | 37 | 1 | 0 | 0 | 38 | 0 | 0 | 0 | 0 | 0 | 0 | 0 | 0 | 0 | 0 | 0 | 0 | 0 | 0 | 0 | 0 | 0 | 0 | 0 | 0 | 0 | 0 | 0 | 0 | 0 | 0 | 0 | 0 | 0 | 0 | 0 | 0 | 0 | 0 | 0 | 0 | 0 | 0 | 0 | 0 | 0 | 0 | 0 | 0 | 0 | 0.027 | 0 | 0 | 0 | 0.027 | 5 | 0 | 0 | 0 | 5 | 0 | 0 | 0 | 0 | 0 | 0 | 0 | 0 | 0 | 0 | 0 | 0 | 0 | 0 | 0 | 0 | 0 | 0 | . | 0 | 0.578 | 0.025 | NM | 0 | 0.603 | 42 | 1 | 0 | 0 | 43 | 0 | 0 | 0 | 0 | 0
2024 | 3 | NE | 27058 | High West Energy, Inc | Preliminary | AC | 0.012 | . | . | . | 0.012 | 6 | . | . | . | 6 | . | . | . | . | 0 | . | . | . | . | 0 | . | . | . | . | 0 | . | . | . | . | 0 | . | . | . | . | 0 | . | . | . | . | 0 | . | . | . | . | 0 | . | . | . | . | 0 | . | . | . | . | 0 | . | . | . | . | 0 | . | . | . | . | 0 | . | . | . | . | 0 | . | . | . | . | 0 | . | . | . | . | 0 | . | . | . | . | 0 | 0.012 | NM | NM | 0 | 0.012 | 6 | 0 | 0 | 0 | 6 | 0 | 0 | 0 | 0 | 0
2024 | 3 | NE | 40606 | City of Grand Island - (NE) | Preliminary | AC | 0.098 | 0 | 0.012 | 0 | 0.11 | 9 | 0 | 1 | 0 | 10 | . | . | . | . | 0 | . | . | . | . | 0 | . | . | . | . | 0 | . | . | . | . | 0 | . | . | . | . | 0 | . | . | . | . | 0 | . | . | . | . | 0 | . | . | . | . | 0 | . | . | . | . | 0 | . | . | . | . | 0 | . | . | . | . | 0 | . | . | . | . | 0 | . | . | . | . | 0 | . | . | . | . | 0 | . | . | . | . | 0 | 0.098 | NM | 0.012 | 0 | 0.11 | 9 | 0 | 1 | 0 | 10 | 0 | 0 | 0 | 0 | 0
2024 | 3 | NE | 99999 | Adjustment 2024 | Preliminary |  | 7.81 | 0.877 | NM | . | 8.787 | . | . | . | . | . | . | . | . | . | 0 | . | . | . | . | . | . | . | . | . | . | . | . | . | . | 0 | . | . | . | . | . | . | . | . | . | . | . | . | . | . | 0 | . | . | . | . | . | . | . | . | . | . | . | . | . | . | . | . | . | . | . | . | . | . | . | . | . | . | . | . | . | . | . | . | . | . | . | . | . | . | . | . | 7.81 | 0.877 | NM | . | 8.787 | . | . | . | . | . | . | . | . | . | .
2024 | 3 | NH | 13441 | New Hampshire Elec Coop Inc | Preliminary | AC | 13.922 | 3.598 | 1.961 | 0 | 19.481 | 1750 | 115 | 7 | 0 | 1872 | . | 0.997 | . | . | 0.997 | . | 27 | . | . | 27 | . | . | . | . | 0 | . | . | . | . | 0 | . | . | . | . | 0 | . | . | . | . | 0 | . | . | . | . | 0 | . | . | . | . | 0 | . | . | . | . | 0 | 0.086 | 0.005 | . | . | 0.091 | 28 | 2 | . | . | 30 | . | . | . | . | 0 | 0.012 | 0.004 | . | . | 0.016 | 1 | 1 | . | . | 2 | . | . | . | . | 0 | 14.02 | 4.604 | 1.961 | 0 | 20.585 | 1779 | 145 | 7 | 0 | 1931 | 0 | 0 | 0 | 0 | 0
2024 | 3 | NH | 15472 | Public Service Co of NH | Preliminary | AC | 118.46 | 55.718 | 5.214 | 0 | 179.392 | 14954 | 818 | 39 | 0 | 15811 | 0 | 0 | 0 | 0 | 0 | 0 | 0 | 0 | 0 | 0 | 0 | 0 | 0 | 0 | 0 | 0 | 0 | 0 | 0 | 0 | 0 | 0 | 0 | 0 | 0 | 0 | 0 | 0 | 0 | 0 | 0 | 0 | 0 | 0 | 0 | 0 | 0 | 0 | 0 | 0 | 0 | 0 | 0 | 0 | 0 | 0.121 | 0.13 | 0 | 0 | 0.251 | 29 | 7 | 0 | 0 | 36 | 0 | 0 | 0 | 0 | 0 | 0.093 | 20.93 | 0.215 | 0 | 21.238 | 3 | 50 | 3 | 0 | 56 | 0 | 0 | 0 | 0 | 0 | 118.674 | 76.778 | 5.429 | 0 | 200.881 | 14986 | 875 | 42 | 0 | 15903 | 0 | 0 | 0 | 0 | 0
2024 | 3 | NH | 24590 | Unitil Energy Systems | Preliminary | AC | 17.126 | 4.063 | 0.812 | . | 22.001 | 2158 | 94 | 7 | . | 2259 | 0.191 | 0.628 | . | . | 0.819 | 13 | 14 | . | . | 27 | 159.123 | 83.164 | . | . | 242.287 | 0.751 | . | . | . | 0.751 | 74 | . | . | . | 74 | 0.929 | . | . | . | 0.929 | . | . | . | . | 0 | . | . | . | . | 0 | . | . | . | . | 0 | 0.015 | . | . | . | 0.015 | 3 | . | . | . | 3 | . | . | . | . | 0 | . | 9.005 | . | . | 9.005 | . | 3 | . | . | 3 | . | . | . | . | 0 | 17.332 | 13.696 | 0.812 | 0 | 31.84 | 2174 | 111 | 7 | 0 | 2292 | 159.123 | 83.164 | 0 | 0 | 242.287
2024 | 3 | NH | 26510 | Liberty Utilities (Granite State Electric) Corp | Preliminary | AC | 12.247 | 7.406 | 0 | 0 | 19.653 | 1477 | 108 | 0 | . | 1585 | 0.08 | 0.309 | 0 | 0 | 0.389 | 7 | 7 | 0 | 0 | 14 | . | . | . | . | 0 | . | . | . | . | 0 | . | . | . | . | 0 | . | . | . | . | 0 | . | . | . | . | 0 | . | . | . | . | 0 | . | . | . | . | 0 | 0 | 0.006 | 0 | 0 | 0.006 | 0 | 1 | 0 | 0 | 1 | . | . | . | . | 0 | 0 | 2 | 0 | 0 | 2 | 0 | 1 | 0 | 0 | 1 | . | . | . | . | 0 | 12.327 | 9.721 | NM | 0 | 22.048 | 1484 | 117 | 0 | 0 | 1601 | 0 | 0 | 0 | 0 | 0
2024 | 3 | NH | 99999 | Adjustment 2024 | Preliminary |  | 0.979 | 0.072 | . | . | 1.051 | . | . | . | . | . | . | . | . | . | . | . | . | . | . | . | . | . | . | . | . | . | . | . | . | . | . | . | . | . | . | . | . | . | . | . | . | . | . | . | . | . | . | . | . | . | . | . | . | . | . | . | . | . | . | . | . | . | . | . | . | . | . | . | . | . | . | . | . | . | . | . | . | . | . | . | . | . | . | . | . | 0.979 | 0.072 | . | . | 1.051 | . | . | . | . | . | . | . | . | . | .
2024 | 3 | NJ | 963 | Atlantic City Electric Co | Preliminary | AC | 408.734 | 163.461 | 22.349 | 0 | 594.544 | 49763 | 1686 | 46 | 0 | 51495 | . | . | . | . | 0 | . | . | . | . | 0 | . | . | . | . | 0 | . | . | . | . | 0 | . | . | . | . | 0 | . | . | . | . | 0 | . | . | . | . | 0 | . | . | . | . | 0 | . | . | . | . | 0 | 0.207 | 0.04 | 0 | 0 | 0.247 | 17 | 2 | 0 | 0 | 19 | . | . | . | . | 0 | 0.06 | 0 | 0 | 0 | 0.06 | 5 | 0 | 0 | 0 | 5 | . | . | . | . | 0 | 409.001 | 163.501 | 22.349 | 0 | 594.851 | 49785 | 1688 | 46 | 0 | 51519 | 0 | 0 | 0 | 0 | 0
2024 | 3 | NJ | 9726 | Jersey Central Power & Lt Co | Preliminary | AC | 428.724 | 427.025 | 23.634 | 0 | 879.383 | 51519 | 2494 | 58 | 0 | 54071 | 0.067 | 0 | 0 | 0 | 0.067 | 1 | 0 | 0 | 0 | 1 | 0 | 0 | 0 | 0 | 0 | 12.235 | 0.072 | 0 | 0 | 12.307 | 1296 | 6 | 0 | 0 | 1302 | 0 | 0 | 0 | 0 | 0 | 0.085 | 0 | 0 | 0 | 0.085 | 8 | 0 | 0 | 0 | 8 | 0 | 0 | 0 | 0 | 0 | 0.22 | 0.057 | 0 | 0 | 0.277 | 15 | 4 | 0 | 0 | 19 | 0 | 0 | 0 | 0 | 0 | 0 | 0.74 | 0 | 0 | 0.74 | 0 | 2 | 0 | 0 | 2 | 0 | 0 | 0 | 0 | 0 | 429.011 | 427.822 | 23.634 | 0 | 880.467 | 51535 | 2500 | 58 | 0 | 54093 | 0 | 0 | 0 | 0 | 0
2024 | 3 | NJ | 15477 | Public Service Elec & Gas Co | Preliminary | DC | 535.016 | 818.601 | 92.727 | 0 | 1446.344 | 83235 | 4208 | 169 | 0 | 87612 | . | . | . | . | 0 | . | . | . | . | 0 | . | . | . | . | 0 | . | . | . | . | 0 | . | . | . | . | 0 | . | . | . | . | 0 | . | . | . | . | 0 | . | . | . | . | 0 | . | . | . | . | 0 | . | 1.514 | . | . | 1.514 | . | 4 | . | . | 4 | . | . | . | . | 0 | . | . | . | . | 0 | . | . | . | . | 0 | . | . | . | . | 0 | 535.016 | 820.115 | 92.727 | 0 | 1447.858 | 83235 | 4212 | 169 | 0 | 87616 | 0 | 0 | 0 | 0 | 0
2024 | 3 | NJ | 16213 | Rockland Electric Co | Preliminary | AC | 11.41 | 29.333 | 0.072 | 0 | 40.815 | 1287 | 159 | 1 | 0 | 1447 | 0 | 0 | 0 | 0 | 0 | 0 | 0 | 0 | 0 | 0 | . | . | . | . | 0 | 0.145 | 0 | 0 | 0 | 0.145 | 14 | 0 | 0 | 0 | 14 | 0 | 0 | 0 | 0 | 0 | 0.842 | 0 | 0 | 0 | 0.842 | 73 | 0 | 0 | 0 | 73 | 0 | 0 | 0 | 0 | 0 | 0 | 0 | 0 | 0 | 0 | 0 | 0 | 0 | 0 | 0 | . | . | . | . | 0 | 0 | 0 | 0 | 0 | 0 | 0 | 0 | 0 | 0 | 0 | . | . | . | . | 0 | 11.41 | 29.333 | 0.072 | 0 | 40.815 | 1287 | 159 | 1 | 0 | 1447 | 0 | 0 | 0 | 0 | 0
2024 | 3 | NJ | 99999 | Adjustment 2024 | Preliminary |  | -83.993 | -130.154 | -5.282 | 0 | -219.428 | . | . | . | . | . | . | . | . | . | 0 | . | . | . | . | . | . | . | . | . | . | . | . | . | . | 0 | . | . | . | . | . | . | . | . | . | . | . | . | . | . | 0 | . | . | . | . | . | . | . | . | . | . | . | . | . | . | . | . | . | . | . | . | . | . | . | . | . | . | . | . | . | . | . | . | . | . | . | . | . | . | . | . | -83.993 | -130.154 | -5.282 | 0 | -219.428 | . | . | . | . | . | . | . | . | . | .
2024 | 3 | NM | 3287 | Central Valley Elec Coop, Inc | Preliminary | AC | 0.566 | . | . | . | 0.566 | 65 | . | . | . | 65 | . | . | . | . | 0 | . | . | . | . | 0 | 16.04 | . | . | . | 16.04 | . | . | . | . | 0 | . | . | . | . | 0 | . | . | . | . | 0 | . | . | . | . | 0 | . | . | . | . | 0 | . | . | . | . | 0 | 0.001 | . | . | . | 0.001 | 1 | . | . | . | 1 | . | . | . | . | 0 | . | . | . | . | 0 | . | . | . | . | 0 | . | . | . | . | 0 | 0.567 | NM | NM | 0 | 0.567 | 66 | 0 | 0 | 0 | 66 | 16.04 | 0 | 0 | 0 | 16.04
2024 | 3 | NM | 5701 | El Paso Electric Co | Preliminary | AC | 50.679 | 7.608 | . | . | 58.287 | 9292 | 192 | . | . | 9484 | . | . | . | . | 0 | . | . | . | . | 0 | 1976.22 | 115.819 | . | . | 2092.039 | 0.929 | . | . | . | 0.929 | 107 | . | . | . | 107 | . | . | . | . | 0 | . | . | . | . | 0 | . | . | . | . | 0 | . | . | . | . | 0 | 0.007 | 0.006 | . | . | 0.013 | 3 | 2 | . | . | 5 | . | . | . | . | 0 | . | . | . | . | 0 | . | . | . | . | 0 | . | . | . | . | 0 | 50.686 | 7.614 | NM | 0 | 58.3 | 9295 | 194 | 0 | 0 | 9489 | 1976.22 | 115.819 | 0 | 0 | 2092.039
2024 | 3 | NM | 6204 | City of Farmington - (NM) | Preliminary | AC | 2.009 | 0.131 | 0 | 0 | 2.14 | 390 | 16 | 0 | 0 | 406 | . | . | . | . | 0 | . | . | . | . | 0 | 171.524 | 4.22 | 0 | 0 | 175.744 | . | . | . | . | 0 | . | . | . | . | 0 | . | . | . | . | 0 | . | . | . | . | 0 | . | . | . | . | 0 | . | . | . | . | 0 | . | . | . | . | 0 | . | . | . | . | 0 | . | . | . | . | 0 | . | . | . | . | 0 | . | . | . | . | 0 | . | . | . | . | 0 | 2.009 | 0.131 | NM | 0 | 2.14 | 390 | 16 | 0 | 0 | 406 | 171.524 | 4.22 | 0 | 0 | 175.744
2024 | 3 | NM | 11204 | Los Alamos County | Preliminary | DC | 2.598 | 0.714 | . | . | 3.312 | 449 | 32 | . | . | 481 | . | . | . | . | 0 | . | . | . | . | 0 | 0 | 0 | . | . | 0 | . | . | . | . | 0 | . | . | . | . | 0 | . | . | . | . | 0 | . | . | . | . | 0 | . | . | . | . | 0 | . | . | . | . | 0 | . | . | . | . | 0 | . | . | . | . | 0 | . | . | . | . | 0 | . | . | . | . | 0 | . | . | . | . | 0 | . | . | . | . | 0 | 2.598 | 0.714 | NM | 0 | 3.312 | 449 | 32 | 0 | 0 | 481 | 0 | 0 | 0 | 0 | 0
2024 | 3 | NM | 15473 | Public Service Co of NM | Preliminary | DC | 264.24 | 88.02 | 0 | 0 | 352.26 | 42590 | 1147 | 0 | 0 | 43737 | . | . | . | . | 0 | . | . | . | . | 0 | . | . | . | . | 0 | . | . | . | . | 0 | . | . | . | . | 0 | . | . | . | . | 0 | . | . | . | . | 0 | . | . | . | . | 0 | . | . | . | . | 0 | 0.009 | 0.015 | 0 | 0 | 0.024 | 3 | 3 | 0 | 0 | 6 | . | . | . | . | 0 | . | . | . | . | 0 | . | . | . | . | 0 | . | . | . | . | 0 | 264.249 | 88.035 | NM | 0 | 352.284 | 42593 | 1150 | 0 | 0 | 43743 | 0 | 0 | 0 | 0 | 0
2024 | 3 | NM | 17718 | Southwestern Public Service Co | Preliminary | DC | 19.392 | 7.588 | 0.493 | 0 | 27.473 | 2032 | 107 | 6 | 0 | 2145 | . | . | . | . | 0 | . | . | . | . | 0 | . | . | . | . | 0 | . | . | . | . | 0 | . | . | . | . | 0 | . | . | . | . | 0 | . | . | . | . | 0 | . | . | . | . | 0 | . | . | . | . | 0 | . | . | . | . | 0 | . | . | . | . | 0 | . | . | . | . | 0 | . | . | . | . | 0 | . | . | . | . | 0 | . | . | . | . | 0 | 19.392 | 7.588 | 0.493 | 0 | 27.473 | 2032 | 107 | 6 | 0 | 2145 | 0 | 0 | 0 | 0 | 0
2024 | 3 | NM | 99999 | Adjustment 2024 | Preliminary |  | -20.69 | -9.977 | NM | 0 | -30.311 | . | . | . | . | . | . | . | . | . | 0 | . | . | . | . | . | . | . | . | . | . | . | . | . | . | 0 | . | . | . | . | . | . | . | . | . | . | . | . | . | . | 0 | . | . | . | . | . | . | . | . | . | . | . | . | . | . | . | . | . | . | . | . | . | . | . | . | . | . | . | . | . | . | . | . | . | . | . | . | . | . | . | . | -20.69 | -9.977 | NM | 0 | -30.311 | . | . | . | . | . | . | . | . | . | .
2024 | 3 | NV | 2008 | City of Boulder City - (NV) | Preliminary | DC | 1.182 | 1.106 | 0 | 0 | 2.288 | 140 | 11 | 0 | 0 | 151 | . | . | . | . | 0 | . | . | . | . | 0 | . | . | . | . | 0 | . | . | . | . | 0 | . | . | . | . | 0 | . | . | . | . | 0 | . | . | . | . | 0 | . | . | . | . | 0 | . | . | . | . | 0 | . | . | . | . | 0 | . | . | . | . | 0 | . | . | . | . | 0 | . | . | . | . | 0 | . | . | . | . | 0 | . | . | . | . | 0 | 1.182 | 1.106 | NM | 0 | 2.288 | 140 | 11 | 0 | 0 | 151 | 0 | 0 | 0 | 0 | 0
2024 | 3 | NV | 13073 | Mt Wheeler Power, Inc | Preliminary | AC | 0.061 | 0.157 | . | . | 0.218 | 14 | 6 | . | . | 20 | . | . | . | . | 0 | . | . | . | . | 0 | . | . | . | . | 0 | . | . | . | . | 0 | . | . | . | . | 0 | . | . | . | . | 0 | . | . | . | . | 0 | . | . | . | . | 0 | . | . | . | . | 0 | . | 0.011 | . | . | 0.011 | . | 1 | . | . | 1 | . | . | . | . | 0 | . | . | . | . | 0 | . | . | . | . | 0 | . | . | . | . | 0 | 0.061 | 0.168 | NM | 0 | 0.229 | 14 | 7 | 0 | 0 | 21 | 0 | 0 | 0 | 0 | 0
2024 | 3 | NV | 13407 | Nevada Power Co | Preliminary | AC | 801.615 | 29.85 | 33.259 | 0 | 864.724 | 105403 | 535 | 117 | 0 | 106055 | . | . | . | . | 0 | . | . | . | . | 0 | . | . | . | . | 0 | 13.483 | 0.005 | 0.163 | 0 | 13.651 | 1694 | 1 | 1 | 0 | 1696 | 34.629 | 0.01 | 0.84 | 0 | 35.479 | . | . | . | . | 0 | . | . | . | . | 0 | . | . | . | . | 0 | 0.016 | 0.008 | 0.002 | . | 0.026 | 2 | 3 | 1 | . | 6 | . | . | . | . | 0 | . | . | . | . | 0 | . | . | . | . | 0 | . | . | . | . | 0 | 801.631 | 29.858 | 33.261 | 0 | 864.75 | 105405 | 538 | 118 | 0 | 106061 | 0 | 0 | 0 | 0 | 0
2024 | 3 | NV | 17166 | Sierra Pacific Power Co | Preliminary | AC | 75.567 | 34.454 | 1.073 | . | 111.094 | 12316 | 439 | 5 | . | 12760 | . | . | . | . | 0 | . | . | . | . | 0 | . | . | . | . | 0 | 6.796 | 0.042 | . | . | 6.838 | 896 | 3 | . | . | 899 | 17.534 | 0.087 | . | . | 17.621 | . | . | . | . | 0 | . | . | . | . | 0 | . | . | . | . | 0 | 0.307 | 9.354 | 0.007 | . | 9.668 | 49 | 88 | 1 | . | 138 | . | . | . | . | 0 | 0.05 | 0.108 | 0.05 | . | 0.208 | 1 | 2 | 1 | . | 4 | . | . | . | . | 0 | 75.924 | 43.916 | 1.13 | 0 | 120.97 | 12366 | 529 | 7 | 0 | 12902 | 0 | 0 | 0 | 0 | 0
2024 | 3 | NV | 19840 | Valley Electric Assn, Inc | Preliminary | AC | 20.295 | 0.181 | 0 | 0 | 20.476 | 2040 | 20 | 0 | 0 | 2060 | . | . | . | . | 0 | . | . | . | . | 0 | 1580.591 | 7.493 | 0 | 0 | 1588.084 | 0 | 0 | 0 | 0 | 0 | 0 | 0 | 0 | 0 | 0 | 0 | 0 | 0 | 0 | 0 | 0 | 0 | 0 | 0 | 0 | 0 | 0 | 0 | 0 | 0 | 0 | 0 | 0 | 0 | 0 | 0.02 | 0.002 | 0 | 0 | 0.022 | 9 | 1 | 0 | 0 | 10 | 1.883 | 0 | 0 | 0 | 1.883 | 0.075 | 0.006 | 0 | 0 | 0.081 | 9 | 1 | 0 | 0 | 10 | 4.37 | 0.01 | 0 | 0 | 4.38 | 20.39 | 0.189 | NM | 0 | 20.579 | 2058 | 22 | 0 | 0 | 2080 | 1586.844 | 7.503 | 0 | 0 | 1594.347
2024 | 3 | NV | 99999 | Adjustment 2024 | Preliminary |  | 3.485 | -0.095 | 0 | 0 | 3.39 | . | . | . | . | . | . | . | . | . | 0 | . | . | . | . | . | . | . | . | . | . | . | . | . | . | 0 | . | . | . | . | . | . | . | . | . | . | . | . | . | . | 0 | . | . | . | . | . | . | . | . | . | . | . | . | . | . | . | . | . | . | . | . | . | . | . | . | . | . | . | . | . | . | . | . | . | . | . | . | . | . | . | . | 3.485 | -0.095 | NM | 0 | 3.39 | . | . | . | . | . | . | . | . | . | .
2024 | 3 | NY | 3249 | Central Hudson Gas & Elec Corp | Preliminary | AC | 120.105 | 199.511 | . | . | 319.616 | 14935 | 737 | . | . | 15672 | . | . | . | . | 0 | . | . | . | . | 0 | . | . | . | . | 0 | . | . | . | . | 0 | . | . | . | . | 0 | . | . | . | . | 0 | . | . | . | . | 0 | . | . | . | . | 0 | . | . | . | . | 0 | 0.143 | 0.016 | . | . | 0.159 | 13 | 2 | . | . | 15 | . | . | . | . | 0 | . | . | . | . | 0 | . | . | . | . | 0 | . | . | . | . | 0 | 120.248 | 199.527 | NM | 0 | 319.775 | 14948 | 739 | 0 | 0 | 15687 | 0 | 0 | 0 | 0 | 0
2024 | 3 | NY | 4226 | Consolidated Edison Co-NY Inc | Preliminary | AC | 354 | 112.36 | . | . | 466.36 | 62458 | 3367 | . | . | 65825 | . | 104.979 | . | . | 104.979 | . | 760 | . | . | 760 | . | . | . | . | 0 | 3.918 | 10.35 | . | . | 14.268 | 482 | 26 | . | . | 508 | 9.938 | 49.689 | . | . | 59.627 | 0.196 | 11.458 | . | . | 11.654 | 25 | 9 | . | . | 34 | 0.48 | 11.654 | . | . | 12.134 | . | 0.143 | . | . | 0.143 | . | 6 | . | . | 6 | . | . | . | . | 0 | 0.015 | 39.122 | . | . | 39.137 | 3 | 41 | . | . | 44 | . | . | . | . | 0 | 354.015 | 256.604 | NM | 0 | 610.619 | 62461 | 4174 | 0 | 0 | 66635 | 0 | 0 | 0 | 0 | 0
2024 | 3 | NY | 11171 | Long Island Power Authority | Preliminary | AC | 588.322 | 97.093 | . | . | 685.415 | 83021 | 1656 | . | . | 84677 | . | 10.635 | . | . | 10.635 | . | 44 | . | . | 44 | . | . | . | . | 0 | 15.278 | 0.638 | . | . | 15.916 | 1769 | 9 | . | . | 1778 | . | . | . | . | 0 | . | . | . | . | 0 | . | . | . | . | 0 | . | . | . | . | 0 | 0.024 | 0.356 | . | . | 0.38 | 5 | 16 | . | . | 21 | . | . | . | . | 0 | 3.139 | 21.287 | . | . | 24.426 | 323 | 46 | . | . | 369 | . | . | . | . | 0 | 591.485 | 129.371 | NM | 0 | 720.856 | 83349 | 1762 | 0 | 0 | 85111 | 0 | 0 | 0 | 0 | 0
2024 | 3 | NY | 13511 | New York State Elec & Gas Corp | Preliminary | AC | 84.136 | 528.039 | . | . | 612.175 | 10287 | 1199 | . | . | 11486 | 0.154 | 439.189 | . | . | 439.343 | 4 | 246 | . | . | 250 | . | . | . | . | 0 | 5.915 | 27.388 | . | . | 33.303 | 439 | 10 | . | . | 449 | . | . | . | . | 0 | 0.323 | 0.42 | . | . | 0.743 | 36 | 4 | . | . | 40 | . | . | . | . | 0 | 0.649 | 0.756 | . | . | 1.405 | 75 | 28 | . | . | 103 | . | . | . | . | 0 | . | 10.897 | . | . | 10.897 | . | 28 | . | . | 28 | . | . | . | . | 0 | 84.939 | 978.881 | NM | 0 | 1063.82 | 10366 | 1501 | 0 | 0 | 11867 | 0 | 0 | 0 | 0 | 0
2024 | 3 | NY | 13573 | Niagara Mohawk Power Corp. | Preliminary | AC | 189.375 | 316.705 | 9.422 | . | 515.502 | 24226 | 2254 | 29 | . | 26509 | 0.011 | 944.651 | . | . | 944.662 | 1 | 284 | . | . | 285 | . | . | . | . | 0 | 0.024 | . | . | . | 0.024 | 4 | . | . | . | 4 | . | . | . | . | 0 | . | . | . | . | 0 | . | . | . | . | 0 | . | . | . | . | 0 | 2.408 | 4.001 | 0.15 | . | 6.559 | 195 | 63 | 2 | . | 260 | . | . | . | . | 0 | 0.115 | 19.222 | 1.155 | . | 20.492 | 24 | 51 | 3 | . | 78 | . | . | . | . | 0 | 191.909 | 1284.579 | 10.727 | 0 | 1487.215 | 24446 | 2652 | 34 | 0 | 27132 | 0 | 0 | 0 | 0 | 0
2024 | 3 | NY | 14154 | Orange & Rockland Utils Inc | Preliminary | AC | 93.521 | 94.382 | 3.428 | 0 | 191.331 | 12194 | 205 | 5 | 0 | 12404 | 0 | 16.916 | 0 | 0 | 16.916 | 0 | 35 | 0 | 0 | 35 | . | . | . | . | 0 | 5.139 | 15.91 | 0 | 0 | 21.049 | 609 | 7 | 0 | 0 | 616 | 4.324 | 7.99 | 0 | 0 | 12.314 | 0.045 | 15 | 0 | 0 | 15.045 | 3 | 4 | 0 | 0 | 7 | 0.04 | 12 | 0 | 0 | 12.04 | 0 | 0.012 | 0 | 0 | 0.012 | 0 | 2 | 0 | 0 | 2 | . | . | . | . | 0 | 0 | 0.02 | 0 | 0 | 0.02 | 0 | 1 | 0 | 0 | 1 | . | . | . | . | 0 | 93.521 | 111.33 | 3.428 | 0 | 208.279 | 12194 | 243 | 5 | 0 | 12442 | 0 | 0 | 0 | 0 | 0
2024 | 3 | NY | 16183 | Rochester Gas & Electric Corp | Preliminary | AC | 20.555 | 173.1 | . | . | 193.655 | 2565 | 252 | . | . | 2817 | 0.044 | 24.302 | . | . | 24.346 | 6 | 378 | . | . | 384 | . | . | . | . | 0 | . | 1 | . | . | 1 | . | 1 | . | . | 1 | . | . | . | . | 0 | . | . | . | . | 0 | . | . | . | . | 0 | . | . | . | . | 0 | 0.074 | 0.88 | . | . | 0.954 | 12 | 5 | . | . | 17 | . | . | . | . | 0 | 0.713 | 1.464 | . | . | 2.177 | 62 | 3 | . | . | 65 | . | . | . | . | 0 | 21.386 | 199.746 | NM | 0 | 221.132 | 2645 | 638 | 0 | 0 | 3283 | 0 | 0 | 0 | 0 | 0
2024 | 3 | NY | 66101 | FirstEnergy Pennsylvania Electric Co | Preliminary | AC | 0.087 | 0.001 | 0 | 0 | 0.088 | 11 | 1 | 0 | 0 | 12 | 0 | 0 | 0 | 0 | 0 | 0 | 0 | 0 | 0 | 0 | 0 | 0 | 0 | 0 | 0 | 0 | 0 | 0 | 0 | 0 | 0 | 0 | 0 | 0 | 0 | 0 | 0 | 0 | 0 | 0 | 0 | 0 | 0 | 0 | 0 | 0 | 0 | 0 | 0 | 0 | 0 | 0 | 0 | 0 | 0 | 0 | 0.004 | 0 | 0 | 0.004 | 0 | 1 | 0 | 0 | 1 | 0 | 0 | 0 | 0 | 0 | 0 | 0 | 0 | 0 | 0 | 0 | 0 | 0 | 0 | 0 | 0 | 0 | 0 | 0 | 0 | 0.087 | 0.005 | NM | 0 | 0.092 | 11 | 2 | 0 | 0 | 13 | 0 | 0 | 0 | 0 | 0
2024 | 3 | NY | 99999 | Adjustment 2024 | Preliminary |  | 0.478 | 0.023 | 0.028 | . | 0.529 | . | . | . | . | . | . | . | . | . | . | . | . | . | . | . | . | . | . | . | . | . | . | . | . | . | . | . | . | . | . | . | . | . | . | . | . | . | . | . | . | . | . | . | . | . | . | . | . | . | . | . | . | . | . | . | . | . | . | . | . | . | . | . | . | . | . | . | . | . | . | . | . | . | . | . | . | . | . | . | . | 0.478 | 0.023 | 0.028 | . | 0.529 | . | . | . | . | . | . | . | . | . | .
2024 | 3 | OH | 3542 | Duke Energy Ohio Inc | Preliminary | AC | 36.656 | 19.193 | 1.171 | . | 57.02 | 4744 | 227 | 20 | . | 4991 | . | . | . | . | 0 | . | . | . | . | 0 | . | . | . | . | 0 | . | . | . | . | 0 | . | . | . | . | 0 | . | . | . | . | 0 | . | . | . | . | 0 | . | . | . | . | 0 | . | . | . | . | 0 | 0.037 | 0.036 | . | . | 0.073 | 8 | 1 | . | . | 9 | . | . | . | . | 0 | . | . | . | . | 0 | . | . | . | . | 0 | . | . | . | . | 0 | 36.693 | 19.229 | 1.171 | 0 | 57.093 | 4752 | 228 | 20 | 0 | 5000 | 0 | 0 | 0 | 0 | 0
2024 | 3 | OH | 3755 | Cleveland Electric Illum Co | Preliminary | AC | 14.18 | 11.429 | 0.721 | 0 | 26.33 | 2028 | 137 | 7 | 0 | 2172 | 0 | 0 | 0 | 0 | 0 | 0 | 0 | 0 | 0 | 0 | 0 | 0 | 0 | 0 | 0 | 1.572 | 1.011 | 0.109 | 0 | 2.692 | 243 | 3 | 1 | 0 | 247 | 0 | 0 | 0 | 0 | 0 | 0 | 0 | 0 | 0 | 0 | 0 | 0 | 0 | 0 | 0 | 0 | 0 | 0 | 0 | 0 | 0.021 | 3.215 | 1.225 | 0 | 4.461 | 5 | 16 | 2 | 0 | 23 | 0 | 0 | 0 | 0 | 0 | 0 | 0 | 0 | 0 | 0 | 0 | 0 | 0 | 0 | 0 | 0 | 0 | 0 | 0 | 0 | 14.201 | 14.644 | 1.946 | 0 | 30.791 | 2033 | 153 | 9 | 0 | 2195 | 0 | 0 | 0 | 0 | 0
2024 | 3 | OH | 4922 | Dayton Power & Light Co | Preliminary | AC | 2.602 | 7.285 | . | . | 9.887 | 388 | 76 | . | . | 464 | . | . | . | . | 0 | . | . | . | . | 0 | . | . | . | . | 0 | . | . | . | . | 0 | . | . | . | . | 0 | . | . | . | . | 0 | . | . | . | . | 0 | . | . | . | . | 0 | . | . | . | . | 0 | 0.099 | 4.668 | . | . | 4.767 | 20 | 10 | . | . | 30 | . | . | . | . | 0 | . | 0.575 | . | . | 0.575 | . | 1 | . | . | 1 | . | . | . | . | 0 | 2.701 | 12.528 | NM | 0 | 15.229 | 408 | 87 | 0 | 0 | 495 | 0 | 0 | 0 | 0 | 0
2024 | 3 | OH | 13998 | Ohio Edison Co | Preliminary | AC | 26.055 | 28.036 | 0.592 | 0 | 54.683 | 3198 | 159 | 4 | 0 | 3361 | 0 | 0 | 0 | 0 | 0 | 0 | 0 | 0 | 0 | 0 | 0 | 0 | 0 | 0 | 0 | 4.363 | 0.303 | 0 | . | 4.666 | 522 | 4 | 0 | 0 | 526 | 0 | 0 | 0 | 0 | 0 | 0 | 0 | 0 | 0 | 0 | 0 | 0 | 0 | 0 | 0 | 0 | 0 | 0 | 0 | 0 | 0.758 | 1.783 | 1.05 | 0 | 3.591 | 73 | 34 | 3 | 0 | 110 | 0 | 0 | 0 | 0 | 0 | 0 | 0.915 | 0 | 0 | 0.915 | 0 | 4 | 0 | 0 | 4 | 0 | 0 | 0 | 0 | 0 | 26.813 | 30.734 | 1.642 | 0 | 59.189 | 3271 | 197 | 7 | 0 | 3475 | 0 | 0 | 0 | 0 | 0
2024 | 3 | OH | 14006 | Ohio Power Co | Preliminary | AC | 64.149 | 63.893 | 5.713 | . | 133.755 | 9233 | 494 | 38 | . | 9765 | . | . | . | . | 0 | . | . | . | . | 0 | 3596.52 | 2243.088 | 118.662 | . | 5958.27 | 3.236 | 0.29 | . | . | 3.526 | 717 | 9 | . | . | 726 | 7.931 | 0.679 | . | . | 8.61 | . | . | . | . | 0 | . | . | . | . | 0 | . | . | . | . | 0 | 0.299 | 2.018 | 25.733 | . | 28.05 | 56 | 22 | 7 | . | 85 | 3.928 | 4.678 | 844.8 | . | 853.406 | . | 2.74 | 1 | . | 3.74 | . | 6 | 1 | . | 7 | . | . | . | . | 0 | 64.448 | 68.651 | 32.446 | 0 | 165.545 | 9289 | 522 | 46 | 0 | 9857 | 3600.448 | 2247.766 | 963.462 | 0 | 6811.676
2024 | 3 | OH | 18997 | The Toledo Edison Co | Preliminary | AC | 4.353 | 14.448 | 23.806 | 0 | 42.607 | 575 | 81 | 16 | 0 | 672 | 0 | 0 | 0 | 0 | 0 | 0 | 0 | 0 | 0 | 0 | 0 | 0 | 0 | 0 | 0 | 0.383 | 0 | 0 | 0 | 0.383 | 47 | 0 | 0 | 0 | 47 | 0 | 0 | 0 | 0 | 0 | 0 | 0 | 0 | 0 | 0 | 0 | 0 | 0 | 0 | 0 | 0 | 0 | 0 | 0 | 0 | 0.273 | 3.345 | 4.5 | 0 | 8.118 | 41 | 20 | 1 | 0 | 62 | 0 | 0 | 0 | 0 | 0 | 0 | 0.78 | 2.8 | 0 | 3.58 | 0 | 4 | 1 | 0 | 5 | 0 | 0 | 0 | 0 | 0 | 4.626 | 18.573 | 31.106 | 0 | 54.305 | 616 | 105 | 18 | 0 | 739 | 0 | 0 | 0 | 0 | 0
2024 | 3 | OH | 99999 | Adjustment 2024 | Preliminary |  | 48.908 | 17.341 | 0.853 | . | 67.102 | . | . | . | . | . | . | . | . | . | . | . | . | . | . | . | . | . | . | . | . | . | . | . | . | . | . | . | . | . | . | . | . | . | . | . | . | . | . | . | . | . | . | . | . | . | . | . | . | . | . | . | . | . | . | . | . | . | . | . | . | . | . | . | . | . | . | . | . | . | . | . | . | . | . | . | . | . | . | . | . | 48.908 | 17.341 | 0.853 | . | 67.102 | . | . | . | . | . | . | . | . | . | .
2024 | 3 | OK | 817 | Arkansas Valley Elec Coop Corp | Preliminary | AC | 0.376 | . | . | . | 0.376 | 40 | . | . | . | 40 | . | . | . | . | 0 | . | . | . | . | 0 | 25.491 | . | . | . | 25.491 | . | . | . | . | 0 | . | . | . | . | 0 | . | . | . | . | 0 | . | . | . | . | 0 | . | . | . | . | 0 | . | . | . | . | 0 | . | . | . | . | 0 | . | . | . | . | 0 | . | . | . | . | 0 | . | . | . | . | 0 | . | . | . | . | 0 | . | . | . | . | 0 | 0.376 | NM | NM | 0 | 0.376 | 40 | 0 | 0 | 0 | 40 | 25.491 | 0 | 0 | 0 | 25.491
2024 | 3 | OK | 5860 | Empire District Electric Co | Preliminary | AC | 0.239 | 0.032 | . | . | 0.271 | 25 | 3 | . | . | 28 | . | . | . | . | 0 | . | . | . | . | 0 | 4.126 | 0 | . | . | 4.126 | . | . | . | . | 0 | . | . | . | . | 0 | . | . | . | . | 0 | . | . | . | . | 0 | . | . | . | . | 0 | . | . | . | . | 0 | . | . | . | . | 0 | . | . | . | . | 0 | . | . | . | . | 0 | . | . | . | . | 0 | . | . | . | . | 0 | . | . | . | . | 0 | 0.239 | 0.032 | NM | 0 | 0.271 | 25 | 3 | 0 | 0 | 28 | 4.126 | 0 | 0 | 0 | 4.126
2024 | 3 | OK | 13734 | Northeast Oklahoma Electric Co | Preliminary | AC | 1.813 | 0.981 | 0 | 0 | 2.794 | 203 | 15 | 0 | 0 | 218 | . | . | . | . | 0 | . | . | . | . | 0 | 108.652 | 34.21 | 0 | 0 | 142.862 | . | . | . | . | 0 | . | . | . | . | 0 | . | . | . | . | 0 | . | . | . | . | 0 | . | . | . | . | 0 | . | . | . | . | 0 | 0.01 | 0 | 0 | 0 | 0.01 | 1 | 0 | 0 | 0 | 1 | 0 | 0 | 0 | 0 | 0 | . | . | . | . | 0 | . | . | . | . | 0 | . | . | . | . | 0 | 1.823 | 0.981 | NM | 0 | 2.804 | 204 | 15 | 0 | 0 | 219 | 108.652 | 34.21 | 0 | 0 | 142.862
2024 | 3 | OK | 14062 | Oklahoma Electric Coop Inc | Preliminary | AC | 6.656 | 0.26 | . | . | 6.916 | 759 | 8 | . | . | 767 | . | . | . | . | 0 | . | . | . | . | 0 | . | . | . | . | 0 | . | . | . | . | 0 | . | . | . | . | 0 | . | . | . | . | 0 | . | . | . | . | 0 | . | . | . | . | 0 | . | . | . | . | 0 | 0.122 | . | . | . | 0.122 | 14 | . | . | . | 14 | . | . | . | . | 0 | . | . | 0.013 | . | 0.013 | . | . | 3 | . | 3 | . | . | . | . | 0 | 6.778 | 0.26 | 0.013 | 0 | 7.051 | 773 | 8 | 3 | 0 | 784 | 0 | 0 | 0 | 0 | 0
2024 | 3 | OK | 14063 | Oklahoma Gas & Electric Co | Preliminary | AC | 52.217 | 9.759 | 0.488 | 0 | 62.464 | 7368 | 195 | 4 | 0 | 7567 | 10.506 | 14.784 | 0.786 | 0 | 26.076 | 2957 | 1782 | 24 | 0 | 4763 | 0 | 0 | 0 | 0 | 0 | 0 | 0 | 0 | 0 | 0 | 0 | 0 | 0 | 0 | 0 | 0 | 0 | 0 | 0 | 0 | 0 | 0 | 0 | 0 | 0 | 0 | 0 | 0 | 0 | 0 | 0 | 0 | 0 | 0 | 0 | 0.125 | 0.505 | 0 | 0 | 0.63 | 20 | 8 | 0 | 0 | 28 | 0 | 0 | 0 | 0 | 0 | 0 | 0 | 0 | 0 | 0 | 0 | 0 | 0 | 0 | 0 | 0 | 0 | 0 | 0 | 0 | 62.848 | 25.048 | 1.274 | 0 | 89.17 | 10345 | 1985 | 28 | 0 | 12358 | 0 | 0 | 0 | 0 | 0
2024 | 3 | OK | 15474 | Public Service Co of Oklahoma | Preliminary | AC | 23.725 | 1.443 | 0.863 | . | 26.031 | 3498 | 64 | 5 | . | 3567 | . | . | . | . | 0 | . | . | . | . | 0 | 2237.395 | 85.191 | 3.551 | . | 2326.137 | 1.224 | 0.015 | . | . | 1.239 | 180 | 1 | . | . | 181 | 2.879 | 0.027 | . | . | 2.906 | 0.014 | . | . | . | 0.014 | 2 | . | . | . | 2 | 0.032 | . | . | . | 0.032 | 0.029 | . | . | . | 0.029 | 9 | . | . | . | 9 | 0.856 | . | . | . | 0.856 | 0.01 | . | . | . | 0.01 | 1 | . | . | . | 1 | 1.361 | . | . | . | 1.361 | 23.764 | 1.443 | 0.863 | 0 | 26.07 | 3508 | 64 | 5 | 0 | 3577 | 2239.612 | 85.191 | 3.551 | 0 | 2328.354
2024 | 3 | OK | 19785 | Verdigris Valley Elec Coop Inc | Preliminary | AC | 1.912 | . | . | . | 1.912 | 204 | . | . | . | 204 | . | . | . | . | 0 | . | . | . | . | 0 | . | . | . | . | 0 | . | . | . | . | 0 | . | . | . | . | 0 | . | . | . | . | 0 | . | . | . | . | 0 | . | . | . | . | 0 | . | . | . | . | 0 | . | . | . | . | 0 | . | . | . | . | 0 | . | . | . | . | 0 | . | . | . | . | 0 | . | . | . | . | 0 | . | . | . | . | 0 | 1.912 | NM | NM | 0 | 1.912 | 204 | 0 | 0 | 0 | 204 | 0 | 0 | 0 | 0 | 0
2024 | 3 | OK | 99999 | Adjustment 2024 | Preliminary |  | 8.525 | 1.395 | . | . | 9.92 | . | . | . | . | . | . | . | . | . | . | . | . | . | . | . | . | . | . | . | . | . | . | . | . | . | . | . | . | . | . | . | . | . | . | . | . | . | . | . | . | . | . | . | . | . | . | . | . | . | . | . | . | . | . | . | . | . | . | . | . | . | . | . | . | . | . | . | . | . | . | . | . | . | . | . | . | . | . | . | . | 8.525 | 1.395 | . | . | 9.92 | . | . | . | . | . | . | . | . | . | .
2024 | 3 | OR | 6022 | City of Eugene - (OR) | Preliminary | AC | 7.451 | 2.035 | . | . | 9.486 | 1115 | 100 | . | . | 1215 | . | . | . | . | 0 | . | . | . | . | 0 | . | . | . | . | 0 | . | . | . | . | 0 | . | . | . | . | 0 | . | . | . | . | 0 | . | . | . | . | 0 | . | . | . | . | 0 | . | . | . | . | 0 | . | . | . | . | 0 | . | . | . | . | 0 | . | . | . | . | 0 | . | . | . | . | 0 | . | . | . | . | 0 | . | . | . | . | 0 | 7.451 | 2.035 | NM | 0 | 9.486 | 1115 | 100 | 0 | 0 | 1215 | 0 | 0 | 0 | 0 | 0
2024 | 3 | OR | 9191 | Idaho Power Co | Preliminary | DC | 1.83 | 0.382 | 1.253 | . | 3.465 | 210 | 15 | 20 | . | 245 | . | . | . | . | 0 | . | . | . | . | 0 | . | . | . | . | 0 | . | . | . | . | 0 | . | . | . | . | 0 | . | . | . | . | 0 | . | . | . | . | 0 | . | . | . | . | 0 | . | . | . | . | 0 | . | . | . | . | 0 | . | . | . | . | 0 | . | . | . | . | 0 | . | . | . | . | 0 | . | . | . | . | 0 | . | . | . | . | 0 | 1.83 | 0.382 | 1.253 | 0 | 3.465 | 210 | 15 | 20 | 0 | 245 | 0 | 0 | 0 | 0 | 0
2024 | 3 | OR | 14354 | PacifiCorp | Preliminary | DC | 135.865 | 53.15 | 5 | 0 | 194.015 | 17607 | 1139 | 178 | 0 | 18924 | . | . | . | . | 0 | . | . | . | . | 0 | . | . | . | . | 0 | 6.161 | 0.284 | 0 | 0 | 6.445 | 578 | 11 | 0 | 0 | 589 | 18.645 | 0.492 | 0 | 0 | 19.137 | 0.039 | 0 | 0 | 0 | 0.039 | 4 | 0 | 0 | 0 | 4 | 0.096 | 0 | 0 | 0 | 0.096 | 0.078 | 0.087 | 0 | 0 | 0.165 | 18 | 9 | 0 | 0 | 27 | . | . | . | . | 0 | 0.142 | 2.761 | 0 | 0 | 2.903 | 9 | 16 | 0 | 0 | 25 | . | . | . | . | 0 | 136.085 | 55.998 | 5 | 0 | 197.083 | 17634 | 1164 | 178 | 0 | 18976 | 0 | 0 | 0 | 0 | 0
2024 | 3 | OR | 15248 | Portland General Electric Co | Preliminary | DC | 183.542 | 45.829 | 10.955 | . | 240.326 | 24996 | 965 | 66 | . | 26027 | . | . | . | . | 0 | . | . | . | . | 0 | . | . | . | . | 0 | . | . | . | . | 0 | . | . | . | . | 0 | . | . | . | . | 0 | . | . | . | . | 0 | . | . | . | . | 0 | . | . | . | . | 0 | 0.289 | 0.382 | . | . | 0.671 | 31 | 11 | . | . | 42 | . | . | . | . | 0 | 0.013 | 1.359 | 4.439 | . | 5.811 | 2 | 7 | 5 | . | 14 | . | . | . | . | 0 | 183.844 | 47.57 | 15.394 | 0 | 246.808 | 25029 | 983 | 71 | 0 | 26083 | 0 | 0 | 0 | 0 | 0
2024 | 3 | OR | 18260 | Surprise Valley Electrification | Preliminary | AC | 0.073 | 0.015 | . | . | 0.088 | 6 | 1 | . | . | 7 | . | . | . | . | 0 | . | . | . | . | 0 | . | . | . | . | 0 | . | . | . | . | 0 | . | . | . | . | 0 | . | . | . | . | 0 | . | . | . | . | 0 | . | . | . | . | 0 | . | . | . | . | 0 | . | . | . | . | 0 | . | . | . | . | 0 | . | . | . | . | 0 | . | . | . | . | 0 | . | . | . | . | 0 | . | . | . | . | 0 | 0.073 | 0.015 | NM | 0 | 0.088 | 6 | 1 | 0 | 0 | 7 | 0 | 0 | 0 | 0 | 0
2024 | 3 | OR | 28541 | Clatskanie Peoples Util Dist | Preliminary | AC | 0.118 | . | . | . | 0.118 | 15 | . | . | . | 15 | . | . | . | . | 0 | . | . | . | . | 0 | . | . | . | . | 0 | . | . | . | . | 0 | . | . | . | . | 0 | . | . | . | . | 0 | . | . | . | . | 0 | . | . | . | . | 0 | . | . | . | . | 0 | . | . | . | . | 0 | . | . | . | . | 0 | . | . | . | . | 0 | 0.003 | . | . | . | 0.003 | 1 | . | . | . | 1 | . | . | . | . | 0 | 0.121 | NM | NM | 0 | 0.121 | 16 | 0 | 0 | 0 | 16 | 0 | 0 | 0 | 0 | 0
2024 | 3 | OR | 40437 | Emerald People's Utility Dist | Preliminary | AC | 1.606 | 0.253 | . | . | 1.859 | 228 | 23 | . | . | 251 | 0.17 | . | . | . | 0.17 | 99 | . | . | . | 99 | . | . | . | . | 0 | . | . | . | . | 0 | . | . | . | . | 0 | . | . | . | . | 0 | . | . | . | . | 0 | . | . | . | . | 0 | . | . | . | . | 0 | . | . | . | . | 0 | . | . | . | . | 0 | . | . | . | . | 0 | . | . | . | . | 0 | . | . | . | . | 0 | . | . | . | . | 0 | 1.776 | 0.253 | NM | 0 | 2.029 | 327 | 23 | 0 | 0 | 350 | 0 | 0 | 0 | 0 | 0
2024 | 3 | OR | 99999 | Adjustment 2024 | Preliminary |  | -40.917 | -13.959 | -2.664 | 0 | -57.539 | . | . | . | . | . | . | . | . | . | 0 | . | . | . | . | . | . | . | . | . | . | -1.074 | -0.05 | 0 | 0 | -1.124 | . | . | . | . | . | . | . | . | . | . | -0.007 | 0 | 0 | 0 | -0.007 | . | . | . | . | . | . | . | . | . | . | . | . | . | . | . | . | . | . | . | . | . | . | . | . | . | . | . | . | . | . | . | . | . | . | . | . | . | . | . | . | -40.917 | -13.959 | -2.664 | 0 | -57.539 | . | . | . | . | . | . | . | . | . | .
2024 | 3 | PA | 3597 | Citizens Electric Co - (PA) | Preliminary | AC | 0.82 | 2.61 | 0.841 | . | 4.271 | 63 | 12 | 3 | . | 78 | . | . | . | . | 0 | . | . | . | . | 0 | . | . | . | . | 0 | . | . | . | . | 0 | . | . | . | . | 0 | . | . | . | . | 0 | . | . | . | . | 0 | . | . | . | . | 0 | . | . | . | . | 0 | . | . | . | . | 0 | . | . | . | . | 0 | . | . | . | . | 0 | . | . | . | . | 0 | . | . | . | . | 0 | . | . | . | . | 0 | 0.82 | 2.61 | 0.841 | 0 | 4.271 | 63 | 12 | 3 | 0 | 78 | 0 | 0 | 0 | 0 | 0
2024 | 3 | PA | 5487 | Duquesne Light Co | Preliminary | AC | 54.757 | 24.578 | 1.292 | . | 80.627 | 7893 | 154 | 4 | . | 8051 | 0.193 | 5.74 | . | . | 5.933 | 12 | 16 | . | . | 28 | . | . | . | . | 0 | . | . | . | . | 0 | . | . | . | . | 0 | . | . | . | . | 0 | . | . | . | . | 0 | . | . | . | . | 0 | . | . | . | . | 0 | 0.067 | 0.02 | . | . | 0.087 | 13 | 4 | . | . | 17 | . | . | . | . | 0 | 0.004 | 0.49 | . | . | 0.494 | 1 | 5 | . | . | 6 | . | . | . | . | 0 | 55.021 | 30.828 | 1.292 | 0 | 87.141 | 7919 | 179 | 4 | 0 | 8102 | 0 | 0 | 0 | 0 | 0
2024 | 3 | PA | 14715 | PPL Electric Utilities Corp | Preliminary | AC | 223.55 | 119.521 | 18.288 | . | 361.359 | 24376 | 1008 | 62 | . | 25446 | 1.129 | 13.848 | . | . | 14.977 | 49 | 134 | . | . | 183 | . | . | . | . | 0 | . | . | . | . | 0 | . | . | . | . | 0 | . | . | . | . | 0 | . | . | . | . | 0 | . | . | . | . | 0 | . | . | . | . | 0 | 0.313 | 0.129 | . | . | 0.442 | 97 | 20 | . | . | 117 | . | . | . | . | 0 | 0.143 | 35.445 | 2.429 | . | 38.017 | 8 | 38 | 2 | . | 48 | . | . | . | . | 0 | 225.135 | 168.943 | 20.717 | 0 | 414.795 | 24530 | 1200 | 64 | 0 | 25794 | 0 | 0 | 0 | 0 | 0
2024 | 3 | PA | 14940 | PECO Energy Co | Preliminary | AC | 131.15 | 25.63 | 25.22 | . | 182 | 18915 | 378 | 44 | . | 19337 | 1.05 | 1.94 | . | . | 2.99 | 62 | 44 | . | . | 106 | . | . | . | . | 0 | . | . | . | . | 0 | . | . | . | . | 0 | . | . | . | . | 0 | . | . | . | . | 0 | . | . | . | . | 0 | . | . | . | . | 0 | . | . | . | . | 0 | . | . | . | . | 0 | . | . | . | . | 0 | . | . | . | . | 0 | . | . | . | . | 0 | . | . | . | . | 0 | 132.2 | 27.57 | 25.22 | 0 | 184.99 | 18977 | 422 | 44 | 0 | 19443 | 0 | 0 | 0 | 0 | 0
2024 | 3 | PA | 15045 | Pike County Light & Power Co | Preliminary | AC | 0.318 | 0.02 | 0 | 0 | 0.338 | 30 | 1 | 0 | 0 | 31 | . | . | . | . | 0 | . | . | . | . | 0 | . | . | . | . | 0 | . | . | . | . | 0 | . | . | . | . | 0 | . | . | . | . | 0 | . | . | . | . | 0 | . | . | . | . | 0 | . | . | . | . | 0 | . | . | . | . | 0 | . | . | . | . | 0 | . | . | . | . | 0 | . | . | . | . | 0 | . | . | . | . | 0 | . | . | . | . | 0 | 0.318 | 0.02 | NM | 0 | 0.338 | 30 | 1 | 0 | 0 | 31 | 0 | 0 | 0 | 0 | 0
2024 | 3 | PA | 19390 | UGI Utilities, Inc | Preliminary | AC | 1.873 | 0.225 | 0.12 | 0 | 2.218 | 211 | 10 | 2 | 0 | 223 | 0.159 | 0.26 | 0 | 0 | 0.419 | 12 | 3 | 0 | 0 | 15 | 0 | 0 | 0 | 0 | 0 | 0 | 0.026 | 0 | 0 | 0.026 | 0 | 1 | 0 | 0 | 1 | 0 | 0.04 | 0 | 0 | 0.04 | 0 | 0 | 0 | 0 | 0 | 0 | 0 | 0 | 0 | 0 | 0 | 0 | 0 | 0 | 0 | 0.017 | 0 | 0 | 0 | 0.017 | 5 | 0 | 0 | 0 | 5 | 0 | 0 | 0 | 0 | 0 | 0.02 | 0 | 0 | 0 | 0.02 | 1 | 0 | 0 | 0 | 1 | 0 | 0 | 0 | 0 | 0 | 2.069 | 0.485 | 0.12 | 0 | 2.674 | 229 | 13 | 2 | 0 | 244 | 0 | 0 | 0 | 0 | 0
2024 | 3 | PA | 20334 | Wellsborough Electric Co | Preliminary | AC | 0.097 | 0.125 | 1.125 | 0 | 1.347 | 13 | 5 | 1 | 0 | 19 | 0 | 0 | 0 | 0 | 0 | 0 | 0 | 0 | 0 | 0 | 0 | 0 | 0 | 0 | 0 | 0 | 0 | 0 | 0 | 0 | 0 | 0 | 0 | 0 | 0 | 0 | 0 | 0 | 0 | 0 | 0 | 0 | 0 | 0 | 0 | 0 | 0 | 0 | 0 | 0 | 0 | 0 | 0 | 0 | 0 | 0.015 | 0.002 | 0 | 0 | 0.017 | 3 | 1 | 0 | 0 | 4 | 0 | 0 | 0 | 0 | 0 | 0 | 0 | 0 | 0 | 0 | 0 | 0 | 0 | 0 | 0 | 0 | 0 | 0 | 0 | 0 | 0.112 | 0.127 | 1.125 | 0 | 1.364 | 16 | 6 | 1 | 0 | 23 | 0 | 0 | 0 | 0 | 0
2024 | 3 | PA | 66101 | FirstEnergy Pennsylvania Electric Co | Preliminary | AC | 167.569 | 49.479 | 22.875 | 0 | 239.923 | 18383 | 668 | 53 | 0 | 19104 | 1.866 | 8.23 | 3.709 | 0 | 13.805 | 115 | 70 | 4 | 0 | 189 | 0 | 0 | 0 | 0 | 0 | 9.858 | 0.05 | 0 | 0 | 9.908 | 1193 | 8 | 0 | 0 | 1201 | 0 | 0 | 0 | 0 | 0 | 0.035 | 0 | 0 | 0 | 0.035 | 3 | 0 | 0 | 0 | 3 | 0 | 0 | 0 | 0 | 0 | 0.377 | 0.265 | 0.003 | 0 | 0.645 | 94 | 27 | 1 | 0 | 122 | 0 | 0 | 0 | 0 | 0 | 0.029 | 8.002 | 17.473 | 0 | 25.504 | 7 | 19 | 11 | 0 | 37 | 0 | 0 | 0 | 0 | 0 | 169.841 | 65.976 | 44.06 | 0 | 279.877 | 18599 | 784 | 69 | 0 | 19452 | 0 | 0 | 0 | 0 | 0
2024 | 3 | PA | 99999 | Adjustment 2024 | Preliminary |  | 110.409 | 51.182 | 9.51 | . | 171.101 | . | . | . | . | . | . | . | . | . | . | . | . | . | . | . | . | . | . | . | . | . | . | . | . | . | . | . | . | . | . | . | . | . | . | . | . | . | . | . | . | . | . | . | . | . | . | . | . | . | . | . | . | . | . | . | . | . | . | . | . | . | . | . | . | . | . | . | . | . | . | . | . | . | . | . | . | . | . | . | . | 110.409 | 51.182 | 9.51 | . | 171.101 | . | . | . | . | . | . | . | . | . | .
2024 | 3 | RI | 1857 | Block Island Utility District | Preliminary | AC | 0.44 | 0.03 | 0 | 0 | 0.47 | 54 | 5 | 0 | 0 | 59 | . | . | . | . | 0 | . | . | . | . | 0 | . | . | . | . | 0 | . | . | . | . | 0 | . | . | . | . | 0 | . | . | . | . | 0 | . | . | . | . | 0 | . | . | . | . | 0 | . | . | . | . | 0 | . | . | . | . | 0 | . | . | . | . | 0 | . | . | . | . | 0 | . | . | . | . | 0 | . | . | . | . | 0 | . | . | . | . | 0 | 0.44 | 0.03 | NM | 0 | 0.47 | 54 | 5 | 0 | 0 | 59 | 0 | 0 | 0 | 0 | 0
2024 | 3 | RI | 13214 | The Narragansett Electric Co | Preliminary | AC | 102.252 | 315.088 | 5.604 | . | 422.944 | 14727 | 527 | 30 | . | 15284 | 0.01 | 9.504 | . | . | 9.514 | 1 | 4 | . | . | 5 | . | . | . | . | 0 | 0.071 | . | . | . | 0.071 | 10 | . | . | . | 10 | 0.087 | . | . | . | 0.087 | . | . | . | . | 0 | . | . | . | . | 0 | . | . | . | . | 0 | 0.093 | 26.875 | . | . | 26.968 | 20 | 24 | . | . | 44 | . | . | . | . | 0 | . | 2.93 | . | . | 2.93 | . | 4 | . | . | 4 | . | . | . | . | 0 | 102.355 | 354.397 | 5.604 | 0 | 462.356 | 14748 | 559 | 30 | 0 | 15337 | 0 | 0 | 0 | 0 | 0
2024 | 3 | RI | 14537 | Pascoag Utility District | Preliminary | AC | 0.032 | . | . | . | 0.032 | 7 | . | . | . | 7 | . | . | . | . | 0 | . | . | . | . | 0 | 2.95 | . | . | . | 2.95 | . | . | . | . | 0 | . | . | . | . | 0 | . | . | . | . | 0 | . | . | . | . | 0 | . | . | . | . | 0 | . | . | . | . | 0 | . | . | . | . | 0 | . | . | . | . | 0 | . | . | . | . | 0 | . | . | . | . | 0 | . | . | . | . | 0 | . | . | . | . | 0 | 0.032 | NM | NM | 0 | 0.032 | 7 | 0 | 0 | 0 | 7 | 2.95 | 0 | 0 | 0 | 2.95
2024 | 3 | RI | 99999 | Adjustment 2024 | Preliminary |  | . | . | . | . | . | . | . | . | . | . | . | . | . | . | . | . | . | . | . | . | . | . | . | . | . | . | . | . | . | . | . | . | . | . | . | . | . | . | . | . | . | . | . | . | . | . | . | . | . | . | . | . | . | . | . | . | . | . | . | . | . | . | . | . | . | . | . | . | . | . | . | . | . | . | . | . | . | . | . | . | . | . | . | . | . | . | . | . | . | . | . | . | . | . | . | . | . | . | . | .
2024 | 3 | SC | 1613 | Berkeley Electric Coop Inc | Preliminary | AC | 11.291 | 0.191 | . | . | 11.482 | 1771 | 6 | . | . | 1777 | . | . | . | . | 0 | . | . | . | . | 0 | . | . | . | . | 0 | . | . | . | . | 0 | . | . | . | . | 0 | . | . | . | . | 0 | . | . | . | . | 0 | . | . | . | . | 0 | . | . | . | . | 0 | . | . | . | . | 0 | . | . | . | . | 0 | . | . | . | . | 0 | . | . | . | . | 0 | . | . | . | . | 0 | . | . | . | . | 0 | 11.291 | 0.191 | NM | 0 | 11.482 | 1771 | 6 | 0 | 0 | 1777 | 0 | 0 | 0 | 0 | 0
2024 | 3 | SC | 3046 | Duke Energy Progress - (NC) | Preliminary | AC | 18.043 | 3.368 | 5.269 | 0 | 26.68 | 2242 | 68 | 11 | 0 | 2321 | . | . | . | . | 0 | . | . | . | . | 0 | . | . | . | . | 0 | . | . | . | . | 0 | . | . | . | . | 0 | . | . | . | . | 0 | . | . | . | . | 0 | . | . | . | . | 0 | . | . | . | . | 0 | 0 | 0 | 0 | 0 | 0 | 0 | 0 | 0 | 0 | 0 | . | . | . | . | 0 | . | . | . | . | 0 | . | . | . | . | 0 | . | . | . | . | 0 | 18.043 | 3.368 | 5.269 | 0 | 26.68 | 2242 | 68 | 11 | 0 | 2321 | 0 | 0 | 0 | 0 | 0
2024 | 3 | SC | 5416 | Duke Energy Carolinas, LLC | Preliminary | AC | 98.14 | 20.047 | 11.554 | . | 129.741 | 12163 | 369 | 31 | . | 12563 | . | . | . | . | 0 | . | . | . | . | 0 | . | . | . | . | 0 | . | . | . | . | 0 | . | . | . | . | 0 | . | . | . | . | 0 | . | . | . | . | 0 | . | . | . | . | 0 | . | . | . | . | 0 | . | 0.001 | . | . | 0.001 | . | 1 | . | . | 1 | . | . | . | . | 0 | . | . | . | . | 0 | . | . | . | . | 0 | . | . | . | . | 0 | 98.14 | 20.048 | 11.554 | 0 | 129.742 | 12163 | 370 | 31 | 0 | 12564 | 0 | 0 | 0 | 0 | 0
2024 | 3 | SC | 14398 | Palmetto Electric Coop Inc | Preliminary | DC | 2.08 | 0.534 | . | . | 2.614 | 236 | 12 | . | . | 248 | 0.24 | . | . | . | 0.24 | 88 | . | . | . | 88 | 38.4 | . | . | . | 38.4 | 0.434 | . | . | . | 0.434 | 36 | . | . | . | 36 | 0.812 | . | . | . | 0.812 | . | . | . | . | 0 | . | . | . | . | 0 | . | . | . | . | 0 | . | . | . | . | 0 | . | . | . | . | 0 | . | . | . | . | 0 | . | . | . | . | 0 | . | . | . | . | 0 | . | . | . | . | 0 | 2.32 | 0.534 | NM | 0 | 2.854 | 324 | 12 | 0 | 0 | 336 | 38.4 | 0 | 0 | 0 | 38.4
2024 | 3 | SC | 17539 | Dominion Energy South Carolina, Inc | Preliminary | AC | 112.478 | 20.918 | 2.056 | . | 135.452 | 15609 | 246 | 7 | . | 15862 | . | . | . | . | 0 | . | . | . | . | 0 | 6153.956 | 839.472 | 39.46 | . | 7032.888 | 4.412 | 0.032 | . | . | 4.444 | 597 | 4 | . | . | 601 | 10.489 | 0.086 | . | . | 10.575 | . | . | . | . | 0 | . | . | . | . | 0 | . | . | . | . | 0 | . | . | . | . | 0 | . | . | . | . | 0 | . | . | . | . | 0 | . | . | . | . | 0 | . | . | . | . | 0 | . | . | . | . | 0 | 112.478 | 20.918 | 2.056 | 0 | 135.452 | 15609 | 246 | 7 | 0 | 15862 | 6153.956 | 839.472 | 39.46 | 0 | 7032.888
2024 | 3 | SC | 17543 | South Carolina Public Service Authority | Preliminary | AC | 11.435 | . | . | . | 11.435 | 1656 | . | . | . | 1656 | . | . | . | . | 0 | . | . | . | . | 0 | . | . | . | . | 0 | . | . | . | . | 0 | . | . | . | . | 0 | . | . | . | . | 0 | . | . | . | . | 0 | . | . | . | . | 0 | . | . | . | . | 0 | . | . | . | . | 0 | . | . | . | . | 0 | . | . | . | . | 0 | . | . | . | . | 0 | . | . | . | . | 0 | . | . | . | . | 0 | 11.435 | NM | NM | 0 | 11.435 | 1656 | 0 | 0 | 0 | 1656 | 0 | 0 | 0 | 0 | 0
2024 | 3 | SC | 99999 | Adjustment 2024 | Preliminary |  | 54.108 | 4.128 | . | . | 58.236 | . | . | . | . | . | -0.042 | . | . | . | -0.042 | . | . | . | . | . | . | . | . | . | . | -0.076 | . | . | . | -0.076 | . | . | . | . | . | . | . | . | . | . | . | . | . | . | 0 | . | . | . | . | . | . | . | . | . | . | . | . | . | . | . | . | . | . | . | . | . | . | . | . | . | . | . | . | . | . | . | . | . | . | . | . | . | . | . | . | 54.066 | 4.128 | . | . | 58.194 | . | . | . | . | . | . | . | . | . | .
2024 | 3 | SD | 1769 | Black Hills Electric Coop, Inc | Preliminary | AC | 0.582 | 0.057 | 0 | 0 | 0.639 | 72 | 3 | 0 | 0 | 75 | 0 | 0 | 0 | 0 | 0 | 0 | 0 | 0 | 0 | 0 | 25.811 | 0.24 | 0 | 0 | 26.051 | 0 | 0 | 0 | 0 | 0 | 0 | 0 | 0 | 0 | 0 | 0 | 0 | 0 | 0 | 0 | 0 | 0 | 0 | 0 | 0 | 0 | 0 | 0 | 0 | 0 | 0 | 0 | 0 | 0 | 0 | 0.002 | 0 | 0 | 0 | 0.002 | 1 | 0 | 0 | 0 | 1 | 0.042 | 0 | 0 | 0 | 0.042 | . | . | . | . | 0 | . | . | . | . | 0 | . | . | . | . | 0 | 0.584 | 0.057 | NM | 0 | 0.641 | 73 | 3 | 0 | 0 | 76 | 25.853 | 0.24 | 0 | 0 | 26.093
2024 | 3 | SD | 14232 | Otter Tail Power Co | Preliminary | AC | 0.01 | 0.04 | 0 | 0 | 0.05 | 1 | 2 | 0 | 0 | 3 | 0 | 0 | 0 | 0 | 0 | 0 | 0 | 0 | 0 | 0 | 0.72 | 0.684 | 0 | 0 | 1.404 | 0 | 0 | 0 | 0 | 0 | 0 | 0 | 0 | 0 | 0 | 0 | 0 | 0 | 0 | 0 | 0 | 0 | 0 | 0 | 0 | 0 | 0 | 0 | 0 | 0 | 0 | 0 | 0 | 0 | 0 | 0.023 | 0.092 | 0 | 0 | 0.115 | 2 | 2 | 0 | 0 | 4 | 0 | 0.167 | 0 | 0 | 0.167 | 0 | 0 | 0 | 0 | 0 | 0 | 0 | 0 | 0 | 0 | 0 | 0 | 0 | 0 | 0 | 0.033 | 0.132 | NM | 0 | 0.165 | 3 | 4 | 0 | 0 | 7 | 0.72 | 0.851 | 0 | 0 | 1.571
2024 | 3 | SD | 17267 | Sioux Valley SW Elec Coop | Preliminary | DC | 0.274 | 0.078 | . | . | 0.352 | 25 | 6 | . | . | 31 | . | . | . | . | 0 | . | . | . | . | 0 | 13.055 | 0.64 | . | . | 13.695 | . | . | . | . | 0 | . | . | . | . | 0 | . | . | . | . | 0 | . | . | . | . | 0 | . | . | . | . | 0 | . | . | . | . | 0 | 0.013 | . | . | . | 0.013 | 3 | . | . | . | 3 | 0.171 | . | . | . | 0.171 | . | . | . | . | 0 | . | . | . | . | 0 | . | . | . | . | 0 | 0.287 | 0.078 | NM | 0 | 0.365 | 28 | 6 | 0 | 0 | 34 | 13.226 | 0.64 | 0 | 0 | 13.866
2024 | 3 | SD | 19293 | Southeastern Electric Coop Inc - (SD) | Preliminary | AC | 0.115 | 0.034 | . | . | 0.149 | 14 | 4 | . | . | 18 | . | . | . | . | 0 | . | . | . | . | 0 | 7.926 | 0.539 | . | . | 8.465 | . | . | . | . | 0 | . | . | . | . | 0 | . | . | . | . | 0 | . | . | . | . | 0 | . | . | . | . | 0 | . | . | . | . | 0 | . | . | . | . | 0 | . | . | . | . | 0 | . | . | . | . | 0 | . | . | . | . | 0 | . | . | . | . | 0 | . | . | . | . | 0 | 0.115 | 0.034 | NM | 0 | 0.149 | 14 | 4 | 0 | 0 | 18 | 7.926 | 0.539 | 0 | 0 | 8.465
2024 | 3 | SD | 19545 | Black Hills Power, Inc. | Preliminary | DC | 1.285 | 0.702 | 0 | 0 | 1.987 | 208 | 19 | 0 | 0 | 227 | . | . | . | . | 0 | . | . | . | . | 0 | . | . | . | . | 0 | . | . | . | . | 0 | . | . | . | . | 0 | . | . | . | . | 0 | . | . | . | . | 0 | . | . | . | . | 0 | . | . | . | . | 0 | 0.011 | 0.012 | 0 | 0 | 0.023 | 4 | 4 | 0 | 0 | 8 | . | . | . | . | 0 | . | . | . | . | 0 | . | . | . | . | 0 | . | . | . | . | 0 | 1.296 | 0.714 | NM | 0 | 2.01 | 212 | 23 | 0 | 0 | 235 | 0 | 0 | 0 | 0 | 0
2024 | 3 | SD | 20401 | West River Electric Assn Inc | Preliminary | DC | 0.674 | 0.15 | . | . | 0.824 | 83 | 1 | . | . | 84 | . | . | . | . | 0 | . | . | . | . | 0 | 30.563 | 0.25 | . | . | 30.813 | . | . | . | . | 0 | . | . | . | . | 0 | . | . | . | . | 0 | . | . | . | . | 0 | . | . | . | . | 0 | . | . | . | . | 0 | 0.022 | 0.01 | . | . | 0.032 | 7 | 1 | . | . | 8 | 0.225 | 0.298 | . | . | 0.523 | . | . | . | . | 0 | . | . | . | . | 0 | . | . | . | . | 0 | 0.696 | 0.16 | NM | 0 | 0.856 | 90 | 2 | 0 | 0 | 92 | 30.788 | 0.548 | 0 | 0 | 31.336
2024 | 3 | SD | 99999 | Adjustment 2024 | Preliminary |  | -0.389 | -0.162 | 0 | 0 | -0.552 | . | . | . | . | . | . | . | . | . | 0 | . | . | . | . | . | . | . | . | . | . | . | . | . | . | 0 | . | . | . | . | . | . | . | . | . | . | . | . | . | . | 0 | . | . | . | . | . | . | . | . | . | . | . | . | . | . | . | . | . | . | . | . | . | . | . | . | . | . | . | . | . | . | . | . | . | . | . | . | . | . | . | . | -0.389 | -0.162 | NM | 0 | -0.552 | . | . | . | . | . | . | . | . | . | .
2024 | 3 | TN | 10331 | Kingsport Power Co | Preliminary | AC | 0.551 | 0.425 | . | . | 0.976 | 81 | 12 | . | . | 93 | . | . | . | . | 0 | . | . | . | . | 0 | 27.078 | 36.032 | . | . | 63.11 | 0.206 | . | . | . | 0.206 | 33 | . | . | . | 33 | 0.404 | . | . | . | 0.404 | . | . | . | . | 0 | . | . | . | . | 0 | . | . | . | . | 0 | . | . | . | . | 0 | . | . | . | . | 0 | . | . | . | . | 0 | . | . | . | . | 0 | . | . | . | . | 0 | . | . | . | . | 0 | 0.551 | 0.425 | NM | 0 | 0.976 | 81 | 12 | 0 | 0 | 93 | 27.078 | 36.032 | 0 | 0 | 63.11
2024 | 3 | TN | 99999 | Adjustment 2024 | Preliminary |  | . | . | . | . | . | . | . | . | . | . | . | . | . | . | . | . | . | . | . | . | . | . | . | . | . | . | . | . | . | . | . | . | . | . | . | . | . | . | . | . | . | . | . | . | . | . | . | . | . | . | . | . | . | . | . | . | . | . | . | . | . | . | . | . | . | . | . | . | . | . | . | . | . | . | . | . | . | . | . | . | . | . | . | . | . | . | . | . | . | . | . | . | . | . | . | . | . | . | . | .
2024 | 3 | TX | 5701 | El Paso Electric Co | Preliminary | AC | 126.086 | 5.7 | . | . | 131.786 | 24161 | 163 | . | . | 24324 | 4.641 | 0.286 | . | . | 4.927 | 2187 | 57 | . | . | 2244 | 6437.801 | 122.645 | . | . | 6560.446 | 1.409 | 0.008 | . | . | 1.417 | 174 | 1 | . | . | 175 | . | . | . | . | 0 | . | . | . | . | 0 | . | . | . | . | 0 | . | . | . | . | 0 | 0.008 | 0.048 | . | . | 0.056 | 2 | 4 | . | . | 6 | . | . | . | . | 0 | . | . | . | . | 0 | . | . | . | . | 0 | . | . | . | . | 0 | 130.735 | 6.034 | NM | 0 | 136.769 | 26350 | 224 | 0 | 0 | 26574 | 6437.801 | 122.645 | 0 | 0 | 6560.446
2024 | 3 | TX | 16604 | City of San Antonio - (TX) | Preliminary | AC | 373.6 | 117.764 | 0 | 0 | 491.364 | 44167 | 866 | 0 | 0 | 45033 | . | . | . | . | 0 | . | . | . | . | 0 | . | . | . | . | 0 | . | . | . | . | 0 | . | . | . | . | 0 | . | . | . | . | 0 | . | . | . | . | 0 | . | . | . | . | 0 | . | . | . | . | 0 | . | . | . | . | 0 | . | . | . | . | 0 | . | . | . | . | 0 | . | . | . | . | 0 | . | . | . | . | 0 | . | . | . | . | 0 | 373.6 | 117.764 | NM | 0 | 491.364 | 44167 | 866 | 0 | 0 | 45033 | 0 | 0 | 0 | 0 | 0
2024 | 3 | TX | 55937 | Entergy Texas Inc. | Preliminary | DC | 48.093 | 1.043 | 0.236 | . | 49.372 | 4925 | 41 | 11 | . | 4977 | . | . | . | . | 0 | . | . | . | . | 0 | . | . | . | . | 0 | . | . | . | . | 0 | . | . | . | . | 0 | . | . | . | . | 0 | . | . | . | . | 0 | . | . | . | . | 0 | . | . | . | . | 0 | 0.006 | 0 | 0 | . | 0.006 | 3 | 0 | 0 | . | 3 | . | . | . | . | 0 | 0 | 0 | 0 | . | 0 | 0 | 0 | 0 | . | 0 | . | . | . | . | 0 | 48.099 | 1.043 | 0.236 | 0 | 49.378 | 4928 | 41 | 11 | 0 | 4980 | 0 | 0 | 0 | 0 | 0
2024 | 3 | TX | 65610 | Ammper Power LLC | Preliminary | AC | 0 | 0.2 | 0 | 0 | 0.2 | 0 | 2 | 0 | 0 | 2 | 0 | 0 | 0 | 0 | 0 | 0 | 0 | 0 | 0 | 0 | 0 | 15.8 | 0 | 0 | 15.8 | 0 | 0 | 0 | 0 | 0 | 0 | 0 | 0 | 0 | 0 | 0 | 0 | 0 | 0 | 0 | 0 | 0 | 0 | 0 | 0 | 0 | 0 | 0 | 0 | 0 | 0 | 0 | 0 | 0 | 0 | 0 | 0 | 0 | 0 | 0 | 0 | 0 | 0 | 0 | 0 | 0 | 0 | 0 | 0 | 0 | 0 | 0.4 | 0 | 0 | 0.4 | 0 | 1 | 0 | 0 | 1 | 0 | 0.509 | 0 | 0 | 0.509 | NM | 0.6 | NM | 0 | 0.6 | 0 | 3 | 0 | 0 | 3 | 0 | 16.309 | 0 | 0 | 16.309
2024 | 3 | TX | 99999 | Adjustment 2024 | Preliminary |  | 442.928 | 145.701 | NM | . | 592.798 | . | . | . | . | . | . | . | . | . | 0 | . | . | . | . | . | . | . | . | . | . | . | . | . | . | 0 | . | . | . | . | . | . | . | . | . | . | . | . | . | . | 0 | . | . | . | . | . | . | . | . | . | . | . | . | . | . | . | . | . | . | . | . | . | . | . | . | . | . | . | . | . | . | . | . | . | . | . | . | . | . | . | . | 442.928 | 145.701 | NM | . | 592.798 | . | . | . | . | . | . | . | . | . | .
2024 | 3 | UT | 2010 | City of Bountiful | Preliminary | DC | 1.827 | 0.086 | . | . | 1.913 | 262 | 6 | . | . | 268 | . | . | . | . | 0 | . | . | . | . | 0 | . | . | . | . | 0 | . | . | . | . | 0 | . | . | . | . | 0 | . | . | . | . | 0 | . | . | . | . | 0 | . | . | . | . | 0 | . | . | . | . | 0 | . | . | . | . | 0 | . | . | . | . | 0 | . | . | . | . | 0 | . | . | . | . | 0 | . | . | . | . | 0 | . | . | . | . | 0 | 1.827 | 0.086 | NM | 0 | 1.913 | 262 | 6 | 0 | 0 | 268 | 0 | 0 | 0 | 0 | 0
2024 | 3 | UT | 11135 | City of Logan - (UT) | Preliminary | DC | 7.88 | 1.587 | 0 | 0 | 9.467 | 985 | 41 | 0 | 0 | 1026 | . | . | . | . | 0 | . | . | . | . | 0 | . | . | . | . | 0 | . | . | . | . | 0 | . | . | . | . | 0 | . | . | . | . | 0 | . | . | . | . | 0 | . | . | . | . | 0 | . | . | . | . | 0 | . | . | . | . | 0 | . | . | . | . | 0 | . | . | . | . | 0 | . | . | . | . | 0 | . | . | . | . | 0 | . | . | . | . | 0 | 7.88 | 1.587 | NM | 0 | 9.467 | 985 | 41 | 0 | 0 | 1026 | 0 | 0 | 0 | 0 | 0
2024 | 3 | UT | 12866 | Moon Lake Electric Assn Inc | Preliminary | AC | 0.639 | 0.046 | 0 | 0 | 0.685 | 80 | 4 | 0 | 0 | 84 | 0 | 0 | 0 | 0 | 0 | 0 | 0 | 0 | 0 | 0 | 0 | 0 | 0 | 0 | 0 | . | . | . | . | 0 | . | . | . | . | 0 | . | . | . | . | 0 | . | . | . | . | 0 | . | . | . | . | 0 | . | . | . | . | 0 | . | . | . | . | 0 | . | . | . | . | 0 | . | . | . | . | 0 | . | . | . | . | 0 | . | . | . | . | 0 | . | . | . | . | 0 | 0.639 | 0.046 | NM | 0 | 0.685 | 80 | 4 | 0 | 0 | 84 | 0 | 0 | 0 | 0 | 0
2024 | 3 | UT | 14354 | PacifiCorp | Preliminary | DC | 485.651 | 90.972 | 10.768 | 0 | 587.391 | 68543 | 1412 | 101 | 0 | 70056 | . | . | . | . | 0 | . | . | . | . | 0 | . | . | . | . | 0 | 53.497 | 1.536 | 0 | 0 | 55.033 | 6399 | 35 | 0 | 0 | 6434 | 135.461 | 3.569 | 0 | 0 | 139.03 | 0.054 | 0 | 0 | 0 | 0.054 | 5 | 0 | 0 | 0 | 5 | 0.123 | 0 | 0 | 0 | 0.123 | 0.15 | 0.031 | 0 | 0 | 0.181 | 45 | 9 | 0 | 0 | 54 | . | . | . | . | 0 | 0.117 | 0.363 | 0.011 | 0 | 0.491 | 19 | 11 | 2 | 0 | 32 | . | . | . | . | 0 | 485.918 | 91.366 | 10.779 | 0 | 588.063 | 68607 | 1432 | 103 | 0 | 70142 | 0 | 0 | 0 | 0 | 0
2024 | 3 | UT | 15444 | Provo City Corp | Preliminary | AC | 8.099 | 0.477 | . | . | 8.576 | 1179 | 20 | . | . | 1199 | . | . | . | . | 0 | . | . | . | . | 0 | 386.211 | 5.455 | . | . | 391.666 | . | . | . | . | 0 | . | . | . | . | 0 | . | . | . | . | 0 | . | . | . | . | 0 | . | . | . | . | 0 | . | . | . | . | 0 | . | . | . | . | 0 | . | . | . | . | 0 | . | . | . | . | 0 | . | . | . | . | 0 | . | . | . | . | 0 | . | . | . | . | 0 | 8.099 | 0.477 | NM | 0 | 8.576 | 1179 | 20 | 0 | 0 | 1199 | 386.211 | 5.455 | 0 | 0 | 391.666
2024 | 3 | UT | 17845 | City of Springville - (UT) | Preliminary | AC | 1.877 | 0.587 | . | . | 2.464 | 281 | 3 | . | . | 284 | . | . | . | . | 0 | . | . | . | . | 0 | . | . | . | . | 0 | . | . | . | . | 0 | . | . | . | . | 0 | . | . | . | . | 0 | . | . | . | . | 0 | . | . | . | . | 0 | . | . | . | . | 0 | 0.003 | . | . | . | 0.003 | 1 | . | . | . | 1 | . | . | . | . | 0 | . | . | . | . | 0 | . | . | . | . | 0 | . | . | . | . | 0 | 1.88 | 0.587 | NM | 0 | 2.467 | 282 | 3 | 0 | 0 | 285 | 0 | 0 | 0 | 0 | 0
2024 | 3 | UT | 17874 | City of St George | Preliminary | DC | 6.54 | 1.523 | 0 | 0 | 8.063 | 801 | 32 | 0 | 0 | 833 | . | . | . | . | 0 | . | . | . | . | 0 | . | . | . | . | 0 | . | . | . | . | 0 | . | . | . | . | 0 | . | . | . | . | 0 | . | . | . | . | 0 | . | . | . | . | 0 | . | . | . | . | 0 | . | . | . | . | 0 | . | . | . | . | 0 | . | . | . | . | 0 | . | . | . | . | 0 | . | . | . | . | 0 | . | . | . | . | 0 | 6.54 | 1.523 | NM | 0 | 8.063 | 801 | 32 | 0 | 0 | 833 | 0 | 0 | 0 | 0 | 0
2024 | 3 | UT | 18206 | Strawberry Electric Serv Dist | Preliminary | AC | 1.479 | 0.03 | . | . | 1.509 | 213 | 3 | . | . | 216 | . | . | . | . | 0 | . | . | . | . | 0 | 74.258 | 2.186 | . | . | 76.444 | . | . | . | . | 0 | . | . | . | . | 0 | . | . | . | . | 0 | . | . | . | . | 0 | . | . | . | . | 0 | . | . | . | . | 0 | 0.026 | . | . | . | 0.026 | 10 | . | . | . | 10 | 0 | . | . | . | 0 | . | . | . | . | 0 | . | . | . | . | 0 | . | . | . | . | 0 | 1.505 | 0.03 | NM | 0 | 1.535 | 223 | 3 | 0 | 0 | 226 | 74.258 | 2.186 | 0 | 0 | 76.444
2024 | 3 | UT | 99999 | Adjustment 2024 | Preliminary |  | -62.262 | -12.82 | -1.878 | 0 | -76.96 | . | . | . | . | . | . | . | . | . | 0 | . | . | . | . | . | . | . | . | . | . | -9.33 | -0.268 | 0 | 0 | -9.598 | . | . | . | . | . | . | . | . | . | . | -0.009 | 0 | 0 | 0 | -0.009 | . | . | . | . | . | . | . | . | . | . | . | . | . | . | . | . | . | . | . | . | . | . | . | . | . | . | . | . | . | . | . | . | . | . | . | . | . | . | . | . | -62.262 | -12.82 | -1.878 | 0 | -76.96 | . | . | . | . | . | . | . | . | . | .
2024 | 3 | VA | 84 | A & N Electric Coop | Preliminary | AC | 1.228 | 0.439 | 0 | 0 | 1.667 | 161 | 25 | 0 | 0 | 186 | 0 | 0 | 0 | 0 | 0 | 0 | 0 | 0 | 0 | 0 | 0 | 0 | 0 | 0 | 0 | 0 | 0 | 0 | 0 | 0 | 0 | 0 | 0 | 0 | 0 | 0 | 0 | 0 | 0 | 0 | 0 | 0 | 0 | 0 | 0 | 0 | 0 | 0 | 0 | 0 | 0 | 0 | 0 | 0 | 0 | 0.012 | 0.002 | 0 | 0 | 0.014 | 5 | 1 | 0 | 0 | 6 | 0 | 0 | 0 | 0 | 0 | 0 | 0 | 0 | 0 | 0 | 0 | 0 | 0 | 0 | 0 | 0 | 0 | 0 | 0 | 0 | 1.24 | 0.441 | NM | 0 | 1.681 | 166 | 26 | 0 | 0 | 192 | 0 | 0 | 0 | 0 | 0
2024 | 3 | VA | 733 | Appalachian Power Co | Preliminary | AC | 30.306 | 5.88 | 0.19 | . | 36.376 | 4136 | 162 | 6 | . | 4304 | . | 0.945 | . | . | 0.945 | . | 3 | . | . | 3 | 1948.422 | 380.368 | 4.453 | . | 2333.243 | 2.996 | 0.09 | . | . | 3.086 | 630 | 10 | . | . | 640 | 6.509 | 0.235 | . | . | 6.744 | . | 0.003 | . | . | 0.003 | . | 1 | . | . | 1 | . | 0.003 | . | . | 0.003 | 0.06 | 0.035 | . | . | 0.095 | 15 | 4 | . | . | 19 | 1.329 | 0.24 | . | . | 1.569 | . | 0.001 | . | . | 0.001 | . | 1 | . | . | 1 | . | 0 | . | . | 0 | 30.366 | 6.861 | 0.19 | 0 | 37.417 | 4151 | 170 | 6 | 0 | 4327 | 1949.751 | 380.608 | 4.453 | 0 | 2334.812
2024 | 3 | VA | 10171 | Kentucky Utilities Co | Preliminary | DC | 0.515 | 7.138 | . | . | 7.653 | 60 | 18 | . | . | 78 | . | . | . | . | 0 | . | . | . | . | 0 | 20.358 | 336.673 | . | . | 357.031 | 0.114 | . | . | . | 0.114 | 22 | . | . | . | 22 | 0 | . | . | . | 0 | . | . | . | . | 0 | . | . | . | . | 0 | . | . | . | . | 0 | . | . | . | . | 0 | . | . | . | . | 0 | . | . | . | . | 0 | . | . | . | . | 0 | . | . | . | . | 0 | . | . | . | . | 0 | 0.515 | 7.138 | NM | 0 | 7.653 | 60 | 18 | 0 | 0 | 78 | 20.358 | 336.673 | 0 | 0 | 357.031
2024 | 3 | VA | 17066 | Shenandoah Valley Elec Coop | Preliminary | AC | 9.261 | 4.949 | 3.802 | 0 | 18.012 | 1160 | 71 | 24 | 0 | 1255 | . | . | . | . | 0 | . | . | . | . | 0 | . | . | . | . | 0 | . | . | . | . | 0 | . | . | . | . | 0 | . | . | . | . | 0 | . | . | . | . | 0 | . | . | . | . | 0 | . | . | . | . | 0 | 0.034 | . | . | . | 0.034 | 8 | . | . | . | 8 | . | . | . | . | 0 | . | . | . | . | 0 | . | . | . | . | 0 | . | . | . | . | 0 | 9.295 | 4.949 | 3.802 | 0 | 18.046 | 1168 | 71 | 24 | 0 | 1263 | 0 | 0 | 0 | 0 | 0
2024 | 3 | VA | 19876 | Virginia Electric & Power Co | Preliminary | AC | 332.153 | 152.092 | 0.121 | . | 484.366 | 44993 | 1062 | 8 | . | 46063 | . | . | . | . | 0 | . | . | . | . | 0 | . | . | . | . | 0 | . | . | . | . | 0 | . | . | . | . | 0 | . | . | . | . | 0 | . | . | . | . | 0 | . | . | . | . | 0 | . | . | . | . | 0 | 0.078 | 0.112 | . | . | 0.19 | 29 | 10 | . | . | 39 | . | . | . | . | 0 | . | . | . | . | 0 | . | . | . | . | 0 | . | . | . | . | 0 | 332.231 | 152.204 | 0.121 | 0 | 484.556 | 45022 | 1072 | 8 | 0 | 46102 | 0 | 0 | 0 | 0 | 0
2024 | 3 | VA | 19882 | Virginia Tech Electric Service | Preliminary | AC | 0.446 | 0.145 | 0 | 0 | 0.591 | 81 | 5 | 0 | 0 | 86 | 0 | 0 | 0 | 0 | 0 | 0 | 0 | 0 | 0 | 0 | 0 | 0 | 0 | 0 | 0 | 0 | 0 | 0 | 0 | 0 | 0 | 0 | 0 | 0 | 0 | 0 | 0 | 0 | 0 | 0 | 0 | 0 | 0 | 0 | 0 | 0 | 0 | 0 | 0 | 0 | 0 | 0 | 0 | 0 | 0 | . | . | . | . | 0 | . | . | . | . | 0 | . | . | . | . | 0 | . | . | . | . | 0 | . | . | . | . | 0 | . | . | . | . | 0 | 0.446 | 0.145 | NM | 0 | 0.591 | 81 | 5 | 0 | 0 | 86 | 0 | 0 | 0 | 0 | 0
2024 | 3 | VA | 40228 | Rappahannock Electric Coop | Preliminary | AC | 23.664 | 6.18 | . | . | 29.844 | 3035 | 90 | . | . | 3125 | . | . | . | . | 0 | . | . | . | . | 0 | . | . | . | . | 0 | . | . | . | . | 0 | . | . | . | . | 0 | . | . | . | . | 0 | . | . | . | . | 0 | . | . | . | . | 0 | . | . | . | . | 0 | 0.022 | . | . | . | 0.022 | 6 | . | . | . | 6 | . | . | . | . | 0 | . | 0.839 | . | . | 0.839 | . | 1 | . | . | 1 | . | . | . | . | 0 | 23.686 | 7.019 | NM | 0 | 30.705 | 3041 | 91 | 0 | 0 | 3132 | 0 | 0 | 0 | 0 | 0
2024 | 3 | VA | 99999 | Adjustment 2024 | Preliminary |  | 38.593 | 4.138 | 0.013 | . | 42.744 | . | . | . | . | . | . | . | . | . | 0 | . | . | . | . | . | . | . | . | . | . | -0.02 | . | . | . | -0.02 | . | . | . | . | . | . | . | . | . | . | . | . | . | . | 0 | . | . | . | . | . | . | . | . | . | . | . | . | . | . | . | . | . | . | . | . | . | . | . | . | . | . | . | . | . | . | . | . | . | . | . | . | . | . | . | . | 38.593 | 4.138 | 0.013 | . | 42.744 | . | . | . | . | . | . | . | . | . | .
2024 | 3 | VT | 2548 | City of Burlington Electric - (VT) | Preliminary | AC | 1.729 | 0.426 | 0.038 | 0 | 2.193 | 318 | 23 | 1 | 0 | 342 | 0.175 | 3.566 | 0 | 0 | 3.741 | 68 | 87 | 0 | 0 | 155 | 62.7 | 248.191 | 0 | 0 | 310.891 | . | . | . | . | 0 | . | . | . | . | 0 | . | . | . | . | 0 | . | . | . | . | 0 | . | . | . | . | 0 | . | . | . | . | 0 | . | 0.01 | . | . | 0.01 | . | 1 | . | . | 1 | . | . | . | . | 0 | . | . | . | . | 0 | . | . | . | . | 0 | . | . | . | . | 0 | 1.904 | 4.002 | 0.038 | 0 | 5.944 | 386 | 111 | 1 | 0 | 498 | 62.7 | 248.191 | 0 | 0 | 310.891
2024 | 3 | VT | 7601 | Green Mountain Power Corp | Preliminary | AC | 75.368 | 54.449 | 0.197 | 0 | 130.014 | 6228 | 550 | 4 | 0 | 6782 | . | . | . | . | 0 | . | . | . | . | 0 | . | . | . | . | 0 | . | . | . | . | 0 | . | . | . | . | 0 | . | . | . | . | 0 | . | . | . | . | 0 | . | . | . | . | 0 | . | . | . | . | 0 | 0.192 | . | . | . | 0.192 | 14 | . | . | . | 14 | . | . | . | . | 0 | 0.916 | 0.22 | . | . | 1.136 | 55 | 2 | . | . | 57 | . | . | . | . | 0 | 76.476 | 54.669 | 0.197 | 0 | 131.342 | 6297 | 552 | 4 | 0 | 6853 | 0 | 0 | 0 | 0 | 0
2024 | 3 | VT | 19791 | Vermont Electric Cooperative, Inc | Preliminary | AC | 19.789 | 1.634 | 0 | 0 | 21.423 | 2443 | 28 | 0 | 0 | 2471 | 1.666 | 7.256 | 0 | 0 | 8.922 | 108 | 51 | 0 | 0 | 159 | . | . | . | . | 0 | . | . | . | . | 0 | . | . | . | . | 0 | . | . | . | . | 0 | . | . | . | . | 0 | . | . | . | . | 0 | . | . | . | . | 0 | 0.159 | 0.071 | 0 | 0 | 0.23 | 29 | 5 | 0 | 0 | 34 | . | . | . | . | 0 | 0.009 | 0.282 | 0 | 0 | 0.291 | 1 | 2 | 0 | 0 | 3 | . | . | . | . | 0 | 21.623 | 9.243 | NM | 0 | 30.866 | 2581 | 86 | 0 | 0 | 2667 | 0 | 0 | 0 | 0 | 0
2024 | 3 | VT | 99999 | Adjustment 2024 | Preliminary |  | 22.908 | NM | NM | . | 32.691 | . | . | . | . | . | . | . | . | . | . | . | . | . | . | . | . | . | . | . | . | . | . | . | . | . | . | . | . | . | . | . | . | . | . | . | . | . | . | . | . | . | . | . | . | . | . | . | . | . | . | . | . | . | . | . | . | . | . | . | . | . | . | . | . | . | . | . | . | . | . | . | . | . | . | . | . | . | . | . | . | 22.908 | NM | NM | . | 32.691 | . | . | . | . | . | . | . | . | . | .
2024 | 3 | WA | 3660 | PUD No 1 of Clark County - (WA) | Preliminary | AC | 20.471 | 0.88 | . | . | 21.351 | 2820 | 36 | . | . | 2856 | 0.919 | 0.182 | . | . | 1.101 | 911 | 19 | . | . | 930 | 600.92 | 28.39 | . | . | 629.31 | 1.312 | 0.007 | . | . | 1.319 | 148 | 1 | . | . | 149 | 3.177 | 0.02 | . | . | 3.197 | 0.03 | . | . | . | 0.03 | 3 | . | . | . | 3 | 0.081 | . | . | . | 0.081 | 0.066 | 0.002 | . | . | 0.068 | 4 | 1 | . | . | 5 | 0.36 | . | . | . | 0.36 | 0.016 | . | . | . | 0.016 | 1 | . | . | . | 1 | 0.98 | . | . | . | 0.98 | 21.472 | 1.064 | NM | 0 | 22.536 | 3736 | 56 | 0 | 0 | 3792 | 602.26 | 28.39 | 0 | 0 | 630.65
2024 | 3 | WA | 4442 | PUD No 1 of Cowlitz County | Preliminary | AC | 4.685 | 0.012 | . | . | 4.697 | 509 | 1 | . | . | 510 | 0.059 | . | . | . | 0.059 | 78 | . | . | . | 78 | . | . | . | . | 0 | 0.137 | . | . | . | 0.137 | 11 | . | . | . | 11 | 0.176 | . | . | . | 0.176 | . | . | . | . | 0 | . | . | . | . | 0 | . | . | . | . | 0 | 0.007 | . | . | . | 0.007 | 3 | . | . | . | 3 | . | . | . | . | 0 | 0.004 | . | . | . | 0.004 | 1 | . | . | . | 1 | . | . | . | . | 0 | 4.755 | 0.012 | NM | 0 | 4.767 | 591 | 1 | 0 | 0 | 592 | 0 | 0 | 0 | 0 | 0
2024 | 3 | WA | 14354 | PacifiCorp | Preliminary | DC | 29.657 | 8.658 | 1.006 | 0 | 39.321 | 2679 | 228 | 21 | 0 | 2928 | . | . | . | . | 0 | . | . | . | . | 0 | . | . | . | . | 0 | 0.545 | 0.008 | 0 | 0 | 0.553 | 52 | 1 | 0 | 0 | 53 | 0.79 | 0.019 | 0 | 0 | 0.809 | . | . | . | . | 0 | . | . | . | . | 0 | . | . | . | . | 0 | 0.03 | 0 | 0 | 0 | 0.03 | 4 | 0 | 0 | 0 | 4 | . | . | . | . | 0 | . | . | . | . | 0 | . | . | . | . | 0 | . | . | . | . | 0 | 29.687 | 8.658 | 1.006 | 0 | 39.351 | 2683 | 228 | 21 | 0 | 2932 | 0 | 0 | 0 | 0 | 0
2024 | 3 | WA | 15500 | Puget Sound Energy Inc | Preliminary | AC | 154.803 | 24.385 | 0.304 | 0 | 179.492 | 21024 | 1303 | 7 | 0 | 22334 | 0 | 0 | 0 | 0 | 0 | 0 | 0 | 0 | 0 | 0 | 0 | 0 | 0 | 0 | 0 | 9.546 | 0.254 | 0 | 0 | 9.8 | 1437 | 52 | 0 | 0 | 1489 | 19.492 | 0.437 | 0 | 0 | 19.929 | 0 | 0 | 0 | 0 | 0 | 0 | 0 | 0 | 0 | 0 | 0 | 0 | 0 | 0 | 0 | 0.058 | 0.016 | 0 | 0 | 0.074 | 20 | 7 | 0 | 0 | 27 | 0 | 0 | 0 | 0 | 0 | 0.116 | 0.223 | 0.014 | 0 | 0.353 | 15 | 7 | 1 | 0 | 23 | 0 | 0 | 0 | 0 | 0 | 154.977 | 24.624 | 0.318 | 0 | 179.919 | 21059 | 1317 | 8 | 0 | 22384 | 0 | 0 | 0 | 0 | 0
2024 | 3 | WA | 16868 | City of Seattle - (WA) | Preliminary | DC | 51.499 | 8.717 | . | . | 60.216 | 7050 | 437 | . | . | 7487 | . | . | . | . | 0 | . | . | . | . | 0 | . | . | . | . | 0 | 1.712 | 0.022 | . | . | 1.734 | 74 | 2 | . | . | 76 | . | . | . | . | 0 | . | . | . | . | 0 | . | . | . | . | 0 | . | . | . | . | 0 | . | . | . | . | 0 | . | . | . | . | 0 | . | . | . | . | 0 | . | . | . | . | 0 | . | . | . | . | 0 | . | . | . | . | 0 | 51.499 | 8.717 | NM | 0 | 60.216 | 7050 | 437 | 0 | 0 | 7487 | 0 | 0 | 0 | 0 | 0
2024 | 3 | WA | 17470 | PUD No 1 of Snohomish County | Preliminary | DC | 37.99 | 4.333 | . | . | 42.323 | 4341 | 171 | . | . | 4512 | . | . | . | . | 0 | . | . | . | . | 0 | . | . | . | . | 0 | 0.705 | . | . | . | 0.705 | 294 | . | . | . | 294 | 5.616 | . | . | . | 5.616 | . | . | . | . | 0 | . | . | . | . | 0 | . | . | . | . | 0 | 0.01 | . | . | . | 0.01 | 4 | . | . | . | 4 | . | . | . | . | 0 | . | . | . | . | 0 | . | . | . | . | 0 | . | . | . | . | 0 | 38 | 4.333 | NM | 0 | 42.333 | 4345 | 171 | 0 | 0 | 4516 | 0 | 0 | 0 | 0 | 0
2024 | 3 | WA | 18429 | City of Tacoma - (WA) | Preliminary | AC | 16.98 | 1.039 | . | . | 18.019 | 2554 | 65 | . | . | 2619 | . | . | . | . | 0 | . | . | . | . | 0 | . | . | . | . | 0 | . | . | . | . | 0 | . | . | . | . | 0 | . | . | . | . | 0 | . | . | . | . | 0 | . | . | . | . | 0 | . | . | . | . | 0 | . | . | . | . | 0 | . | . | . | . | 0 | . | . | . | . | 0 | . | . | . | . | 0 | . | . | . | . | 0 | . | . | . | . | 0 | 16.98 | 1.039 | NM | 0 | 18.019 | 2554 | 65 | 0 | 0 | 2619 | 0 | 0 | 0 | 0 | 0
2024 | 3 | WA | 20169 | Avista Corp | Preliminary | AC | 28.5 | 3.98 | . | . | 32.48 | 3793 | 201 | . | . | 3994 | . | . | . | . | 0 | . | . | . | . | 0 | . | . | . | . | 0 | . | . | . | . | 0 | . | . | . | . | 0 | . | . | . | . | 0 | . | . | . | . | 0 | . | . | . | . | 0 | . | . | . | . | 0 | 0.066 | . | . | . | 0.066 | 10 | . | . | . | 10 | . | . | . | . | 0 | 0.097 | . | . | . | 0.097 | 11 | . | . | . | 11 | . | . | . | . | 0 | 28.663 | 3.98 | NM | 0 | 32.643 | 3814 | 201 | 0 | 0 | 4015 | 0 | 0 | 0 | 0 | 0
2024 | 3 | WA | 99999 | Adjustment 2024 | Preliminary |  | 38.476 | 0.3 | -0.165 | 0 | 38.611 | . | . | . | . | . | . | . | . | . | 0 | . | . | . | . | . | . | . | . | . | . | -0.517 | -0.005 | 0 | 0 | -0.522 | . | . | . | . | . | . | . | . | . | . | . | . | . | . | 0 | . | . | . | . | . | . | . | . | . | . | . | . | . | . | . | . | . | . | . | . | . | . | . | . | . | . | . | . | . | . | . | . | . | . | . | . | . | . | . | . | 38.476 | 0.3 | -0.165 | 0 | 38.611 | . | . | . | . | . | . | . | . | . | .
2024 | 3 | WI | 4715 | Dahlberg Light & Power Co | Preliminary | AC | 0.411 | 0.123 | . | . | 0.534 | 58 | 2 | . | . | 60 | . | . | . | . | 0 | . | . | . | . | 0 | 7.111 | 0 | . | . | 7.111 | . | . | . | . | 0 | . | . | . | . | 0 | . | . | . | . | 0 | . | . | . | . | 0 | . | . | . | . | 0 | . | . | . | . | 0 | . | . | . | . | 0 | . | . | . | . | 0 | . | . | . | . | 0 | . | . | . | . | 0 | . | . | . | . | 0 | . | . | . | . | 0 | 0.411 | 0.123 | NM | 0 | 0.534 | 58 | 2 | 0 | 0 | 60 | 7.111 | 0 | 0 | 0 | 7.111
2024 | 3 | WI | 5574 | East Central Energy | Preliminary | AC | 0.31 | 0.02 | 0 | 0 | 0.33 | 37 | 1 | 0 | 0 | 38 | . | . | . | . | 0 | . | . | . | . | 0 | 9.422 | 0 | 0 | 0 | 9.422 | . | . | . | . | 0 | . | . | . | . | 0 | . | . | . | . | 0 | . | . | . | . | 0 | . | . | . | . | 0 | . | . | . | . | 0 | 0.022 | 0 | 0 | 0 | 0.022 | 2 | 0 | 0 | 0 | 2 | 0 | 0 | 0 | 0 | 0 | . | . | . | . | 0 | . | . | . | . | 0 | . | . | . | . | 0 | 0.332 | 0.02 | NM | 0 | 0.352 | 39 | 1 | 0 | 0 | 40 | 9.422 | 0 | 0 | 0 | 9.422
2024 | 3 | WI | 11479 | Madison Gas & Electric Co | Preliminary | AC | 14.3 | 36.752 | . | . | 51.052 | 2297 | 306 | . | . | 2603 | . | . | . | . | 0 | . | . | . | . | 0 | 1068.109 | 697.834 | . | . | 1765.943 | . | . | . | . | 0 | . | . | . | . | 0 | . | . | . | . | 0 | . | . | . | . | 0 | . | . | . | . | 0 | . | . | . | . | 0 | 0.04 | 0.02 | . | . | 0.06 | 4 | 1 | . | . | 5 | 0.895 | 0 | . | . | 0.895 | . | 0.4 | . | . | 0.4 | . | 1 | . | . | 1 | . | . | . | . | 0 | 14.34 | 37.172 | NM | 0 | 51.512 | 2301 | 308 | 0 | 0 | 2609 | 1069.004 | 697.834 | 0 | 0 | 1766.838
2024 | 3 | WI | 13697 | North Central Power Co Inc | Preliminary | AC | 0.466 | . | . | . | 0.466 | 51 | . | . | . | 51 | . | . | . | . | 0 | . | . | . | . | 0 | 5.493 | . | . | . | 5.493 | . | . | . | . | 0 | . | . | . | . | 0 | . | . | . | . | 0 | . | . | . | . | 0 | . | . | . | . | 0 | . | . | . | . | 0 | . | . | . | . | 0 | . | . | . | . | 0 | . | . | . | . | 0 | . | . | . | . | 0 | . | . | . | . | 0 | . | . | . | . | 0 | 0.466 | NM | NM | 0 | 0.466 | 51 | 0 | 0 | 0 | 51 | 5.493 | 0 | 0 | 0 | 5.493
2024 | 3 | WI | 13780 | Northern States Power Co | Preliminary | AC | 2.791 | 0.542 | . | . | 3.333 | 368 | 28 | . | . | 396 | 0.305 | 2.695 | . | . | 3 | 100 | 49 | . | . | 149 | . | . | . | . | 0 | . | . | . | . | 0 | . | . | . | . | 0 | . | . | . | . | 0 | . | . | . | . | 0 | . | . | . | . | 0 | . | . | . | . | 0 | . | . | . | . | 0 | . | . | . | . | 0 | . | . | . | . | 0 | . | . | . | . | 0 | . | . | . | . | 0 | . | . | . | . | 0 | 3.096 | 3.237 | NM | 0 | 6.333 | 468 | 77 | 0 | 0 | 545 | 0 | 0 | 0 | 0 | 0
2024 | 3 | WI | 13815 | Northwestern Wisconsin Elec Co | Preliminary | AC | 0.652 | 0.103 | 0 | 0 | 0.755 | 87 | 11 | 0 | 0 | 98 | . | . | . | . | 0 | . | . | . | . | 0 | 12.194 | 3.282 | 0 | 0 | 15.476 | . | . | . | . | 0 | . | . | . | . | 0 | . | . | . | . | 0 | . | . | . | . | 0 | . | . | . | . | 0 | . | . | . | . | 0 | 0.02 | 0.04 | 0 | 0 | 0.06 | 1 | 2 | 0 | 0 | 3 | 0 | 0 | 0 | 0 | 0 | . | . | . | . | 0 | . | . | . | . | 0 | . | . | . | . | 0 | 0.672 | 0.143 | NM | 0 | 0.815 | 88 | 13 | 0 | 0 | 101 | 12.194 | 3.282 | 0 | 0 | 15.476
2024 | 3 | WI | 20847 | Wisconsin Electric Power Co | Preliminary | DC | 43.253 | 12.307 | 15.714 | . | 71.274 | 4810 | 331 | 88 | . | 5229 | . | . | . | . | 0 | . | . | . | . | 0 | . | . | . | . | 0 | 0.844 | 0.193 | . | . | 1.037 | 106 | 5 | . | . | 111 | . | . | . | . | 0 | . | . | . | . | 0 | . | . | . | . | 0 | . | . | . | . | 0 | 0.437 | 0.799 | 0.02 | . | 1.256 | 32 | 31 | 1 | . | 64 | . | . | . | . | 0 | . | 0.025 | . | . | 0.025 | . | 3 | . | . | 3 | . | . | . | . | 0 | 43.69 | 13.131 | 15.734 | 0 | 72.555 | 4842 | 365 | 89 | 0 | 5296 | 0 | 0 | 0 | 0 | 0
2024 | 3 | WI | 20856 | Wisconsin Power & Light Co | Preliminary | AC | 29.023 | 6.48 | 0.045 | . | 35.548 | 4246 | 536 | 5 | . | 4787 | . | . | . | . | 0 | . | . | . | . | 0 | . | . | . | . | 0 | . | . | . | . | 0 | . | . | . | . | 0 | . | . | . | . | 0 | . | . | . | . | 0 | . | . | . | . | 0 | . | . | . | . | 0 | 0.231 | 0.179 | . | . | 0.41 | 28 | 18 | . | . | 46 | . | . | . | . | 0 | 0.02 | 0.25 | . | . | 0.27 | 1 | 15 | . | . | 16 | . | . | . | . | 0 | 29.274 | 6.909 | 0.045 | 0 | 36.228 | 4275 | 569 | 5 | 0 | 4849 | 0 | 0 | 0 | 0 | 0
2024 | 3 | WI | 20860 | Wisconsin Public Service Corp | Preliminary | DC | 12.269 | 16.063 | . | . | 28.332 | 1587 | 324 | . | . | 1911 | . | . | . | . | 0 | . | . | . | . | 0 | . | . | . | . | 0 | 0.329 | 0.602 | . | . | 0.931 | 36 | 6 | . | . | 42 | . | . | . | . | 0 | . | . | . | . | 0 | . | . | . | . | 0 | . | . | . | . | 0 | 0.441 | 0.511 | . | . | 0.952 | 39 | 15 | . | . | 54 | . | . | . | . | 0 | 0.01 | 4.23 | . | . | 4.24 | 1 | 6 | . | . | 7 | . | . | . | . | 0 | 12.72 | 20.804 | NM | 0 | 33.524 | 1627 | 345 | 0 | 0 | 1972 | 0 | 0 | 0 | 0 | 0
2024 | 3 | WI | 99999 | Adjustment 2024 | Preliminary |  | 41.483 | 7.843 | -2.087 | . | 47.24 | . | . | . | . | . | . | . | . | . | 0 | . | . | . | . | . | . | . | . | . | . | -0.205 | -0.139 | . | . | -0.343 | . | . | . | . | . | . | . | . | . | . | . | . | . | . | 0 | . | . | . | . | . | . | . | . | . | . | . | . | . | . | . | . | . | . | . | . | . | . | . | . | . | . | . | . | . | . | . | . | . | . | . | . | . | . | . | . | 41.483 | 7.843 | -2.087 | . | 47.24 | . | . | . | . | . | . | . | . | . | .
2024 | 3 | WV | 733 | Appalachian Power Co | Preliminary | AC | 11.965 | 1.365 | 0.483 | . | 13.813 | 1352 | 73 | 3 | . | 1428 | 0.362 | 0.377 | 0.121 | . | 0.86 | 34 | 24 | 1 | . | 59 | 763.768 | 79.652 | 18.6 | . | 862.02 | 1.183 | 0.015 | . | . | 1.198 | 228 | 2 | . | . | 230 | 3.011 | 0.024 | . | . | 3.035 | . | . | . | . | 0 | . | . | . | . | 0 | . | . | . | . | 0 | 0.026 | 0.003 | . | . | 0.029 | 5 | 1 | . | . | 6 | 0.057 | 0 | . | . | 0.057 | . | . | . | . | 0 | . | . | . | . | 0 | . | . | . | . | 0 | 12.353 | 1.745 | 0.604 | 0 | 14.702 | 1391 | 98 | 4 | 0 | 1493 | 763.825 | 79.652 | 18.6 | 0 | 862.077
2024 | 3 | WV | 12796 | Monongahela Power Co | Preliminary | AC | 5.868 | 2.914 | 0.521 | 0 | 9.303 | 726 | 79 | 4 | 0 | 809 | 0.33 | 0.363 | 0 | 0 | 0.693 | 26 | 18 | 0 | 0 | 44 | 0 | 0 | 0 | 0 | 0 | 1.088 | 0.065 | 0 | 0 | 1.153 | 132 | 5 | 0 | 0 | 137 | 0 | 0 | 0 | 0 | 0 | 0 | 0 | 0 | 0 | 0 | 0 | 0 | 0 | 0 | 0 | 0 | 0 | 0 | 0 | 0 | 0.034 | 0.001 | 0 | 0 | 0.035 | 11 | 1 | 0 | 0 | 12 | 0 | 0 | 0 | 0 | 0 | 0 | 0 | 0 | 0 | 0 | 0 | 0 | 0 | 0 | 0 | 0 | 0 | 0 | 0 | 0 | 6.232 | 3.278 | 0.521 | 0 | 10.031 | 763 | 98 | 4 | 0 | 865 | 0 | 0 | 0 | 0 | 0
2024 | 3 | WV | 15263 | The Potomac Edison Company | Preliminary | AC | 7.823 | 2.204 | 0.053 | 0 | 10.08 | 877 | 54 | 1 | 0 | 932 | 0.187 | 0.748 | 0 | 0 | 0.935 | 13 | 9 | 0 | 0 | 22 | 0 | 0 | 0 | 0 | 0 | 2.009 | 0.015 | 0 | 0 | 2.024 | 161 | 1 | 0 | 0 | 162 | 0 | 0 | 0 | 0 | 0 | 0 | 0 | 0 | 0 | 0 | 0 | 0 | 0 | 0 | 0 | 0 | 0 | 0 | 0 | 0 | 0.016 | 0.005 | 0 | 0 | 0.021 | 7 | 2 | 0 | 0 | 9 | 0 | 0 | 0 | 0 | 0 | 0 | 0 | 0 | 0 | 0 | 0 | 0 | 0 | 0 | 0 | 0 | 0 | 0 | 0 | 0 | 8.026 | 2.957 | 0.053 | 0 | 11.036 | 897 | 65 | 1 | 0 | 963 | 0 | 0 | 0 | 0 | 0
2024 | 3 | WV | 20521 | Wheeling Power Co | Preliminary | AC | 0.956 | 0.045 | 0.563 | . | 1.564 | 105 | 4 | 2 | . | 111 | . | 0.05 | . | . | 0.05 | . | 1 | . | . | 1 | 53.298 | 2.866 | 0.6 | . | 56.764 | 0.096 | . | . | . | 0.096 | 19 | . | . | . | 19 | 0.229 | . | . | . | 0.229 | . | . | . | . | 0 | . | . | . | . | 0 | . | . | . | . | 0 | 0.012 | . | . | . | 0.012 | 2 | . | . | . | 2 | 0.137 | . | . | . | 0.137 | . | . | . | . | 0 | . | . | . | . | 0 | . | . | . | . | 0 | 0.968 | 0.095 | 0.563 | 0 | 1.626 | 107 | 5 | 2 | 0 | 114 | 53.435 | 2.866 | 0.6 | 0 | 56.901
2024 | 3 | WV | 99999 | Adjustment 2024 | Preliminary |  | 0.197 | . | . | . | 0.197 | . | . | . | . | . | . | . | . | . | . | . | . | . | . | . | . | . | . | . | . | . | . | . | . | . | . | . | . | . | . | . | . | . | . | . | . | . | . | . | . | . | . | . | . | . | . | . | . | . | . | . | . | . | . | . | . | . | . | . | . | . | . | . | . | . | . | . | . | . | . | . | . | . | . | . | . | . | . | . | . | 0.197 | . | . | . | 0.197 | . | . | . | . | . | . | . | . | . | .
2024 | 3 | WY | 3461 | Cheyenne Light Fuel & Power | Preliminary | DC | 7.377 | 0.113 | 0 | 0 | 7.49 | 1045 | 12 | 0 | 0 | 1057 | . | . | . | . | 0 | . | . | . | . | 0 | . | . | . | . | 0 | . | . | . | . | 0 | . | . | . | . | 0 | . | . | . | . | 0 | . | . | . | . | 0 | . | . | . | . | 0 | . | . | . | . | 0 | 0.266 | 0.044 | . | . | 0.31 | 103 | 3 | . | . | 106 | . | . | . | . | 0 | . | . | . | . | 0 | . | . | . | . | 0 | . | . | . | . | 0 | 7.643 | 0.157 | NM | 0 | 7.8 | 1148 | 15 | 0 | 0 | 1163 | 0 | 0 | 0 | 0 | 0
2024 | 3 | WY | 7222 | City of Gillette - (WY) | Preliminary | AC | 0.232 | . | . | . | 0.232 | 19 | . | . | . | 19 | . | . | . | . | 0 | . | . | . | . | 0 | . | . | . | . | 0 | . | . | . | . | 0 | . | . | . | . | 0 | . | . | . | . | 0 | . | . | . | . | 0 | . | . | . | . | 0 | . | . | . | . | 0 | . | . | . | . | 0 | . | . | . | . | 0 | . | . | . | . | 0 | . | . | . | . | 0 | . | . | . | . | 0 | . | . | . | . | 0 | 0.232 | NM | NM | 0 | 0.232 | 19 | 0 | 0 | 0 | 19 | 0 | 0 | 0 | 0 | 0
2024 | 3 | WY | 8566 | High Plains Power Inc | Preliminary | AC | 0.835 | 0.061 | . | . | 0.896 | 96 | 6 | . | . | 102 | . | . | . | . | 0 | . | . | . | . | 0 | . | . | . | . | 0 | . | . | . | . | 0 | . | . | . | . | 0 | . | . | . | . | 0 | . | . | . | . | 0 | . | . | . | . | 0 | . | . | . | . | 0 | 0.009 | 0.025 | . | . | 0.034 | 2 | 5 | . | . | 7 | . | . | . | . | 0 | . | . | . | . | 0 | . | . | . | . | 0 | . | . | . | . | 0 | 0.844 | 0.086 | NM | 0 | 0.93 | 98 | 11 | 0 | 0 | 109 | 0 | 0 | 0 | 0 | 0
2024 | 3 | WY | 11273 | Lower Valley Energy Inc | Preliminary | AC | 0.936 | 0.422 | 0.231 | . | 1.589 | 120 | 19 | 8 | . | 147 | . | . | . | . | 0 | . | . | . | . | 0 | . | . | . | . | 0 | . | . | . | . | 0 | . | . | . | . | 0 | . | . | . | . | 0 | . | . | . | . | 0 | . | . | . | . | 0 | . | . | . | . | 0 | . | 0.025 | . | . | 0.025 | . | 2 | . | . | 2 | . | . | . | . | 0 | . | . | . | . | 0 | . | . | . | . | 0 | . | . | . | . | 0 | 0.936 | 0.447 | 0.231 | 0 | 1.614 | 120 | 21 | 8 | 0 | 149 | 0 | 0 | 0 | 0 | 0
2024 | 3 | WY | 12199 | Montana-Dakota Utilities Co | Preliminary | AC | 0.993 | 0.163 | . | . | 1.156 | 145 | 14 | . | . | 159 | . | . | . | . | 0 | . | . | . | . | 0 | . | . | . | . | 0 | 0.108 | . | . | . | 0.108 | 16 | . | . | . | 16 | . | . | . | . | 0 | . | . | . | . | 0 | . | . | . | . | 0 | . | . | . | . | 0 | 0.004 | . | . | . | 0.004 | 2 | . | . | . | 2 | . | . | . | . | 0 | . | 0.24 | . | . | 0.24 | . | 1 | . | . | 1 | . | . | . | . | 0 | 0.997 | 0.403 | NM | 0 | 1.4 | 147 | 15 | 0 | 0 | 162 | 0 | 0 | 0 | 0 | 0
2024 | 3 | WY | 14354 | PacifiCorp | Preliminary | DC | 5.278 | 1.175 | 0.049 | 0 | 6.502 | 703 | 79 | 2 | 0 | 784 | . | . | . | . | 0 | . | . | . | . | 0 | . | . | . | . | 0 | 0.977 | 0.126 | 0 | 0 | 1.103 | 77 | 5 | 0 | 0 | 82 | 1.259 | 0.222 | 0 | 0 | 1.481 | . | . | . | . | 0 | . | . | . | . | 0 | . | . | . | . | 0 | 0.183 | 0.101 | 0 | 0 | 0.284 | 53 | 14 | 0 | 0 | 67 | . | . | . | . | 0 | 0.034 | 0.021 | 0 | 0 | 0.055 | 8 | 3 | 0 | 0 | 11 | . | . | . | . | 0 | 5.495 | 1.297 | 0.049 | 0 | 6.841 | 764 | 96 | 2 | 0 | 862 | 0 | 0 | 0 | 0 | 0
2024 | 3 | WY | 19156 | Powder River Energy Corp | Preliminary | AC | 1.198 | 0.062 | 0.104 | 0 | 1.364 | 105 | 3 | 10 | 0 | 118 | . | . | . | . | 0 | . | . | . | . | 0 | . | . | . | . | 0 | . | . | . | . | 0 | . | . | . | . | 0 | . | . | . | . | 0 | . | . | . | . | 0 | . | . | . | . | 0 | . | . | . | . | 0 | 0.025 | 0.01 | 0 | 0 | 0.035 | 8 | 1 | 0 | 0 | 9 | . | . | . | . | 0 | . | . | . | . | 0 | . | . | . | . | 0 | . | . | . | . | 0 | 1.223 | 0.072 | 0.104 | 0 | 1.399 | 113 | 4 | 10 | 0 | 127 | 0 | 0 | 0 | 0 | 0
2024 | 3 | WY | 27058 | High West Energy, Inc | Preliminary | AC | 0.426 | . | . | . | 0.426 | 213 | . | . | . | 213 | . | . | . | . | 0 | . | . | . | . | 0 | . | . | . | . | 0 | . | . | . | . | 0 | . | . | . | . | 0 | . | . | . | . | 0 | . | . | . | . | 0 | . | . | . | . | 0 | . | . | . | . | 0 | 0.06 | . | 0.004 | . | 0.064 | 30 | . | 1 | . | 31 | . | . | . | . | 0 | . | . | . | . | 0 | . | . | . | . | 0 | . | . | . | . | 0 | 0.486 | NM | 0.004 | 0 | 0.49 | 243 | 0 | 1 | 0 | 244 | 0 | 0 | 0 | 0 | 0
2024 | 3 | WY | 99999 | Adjustment 2024 | Preliminary |  | -0.51 | 0.008 | NM | 0 | -0.387 | . | . | . | . | . | . | . | . | . | 0 | . | . | . | . | . | . | . | . | . | . | -0.17 | -0.022 | 0 | 0 | -0.192 | . | . | . | . | . | . | . | . | . | . | . | . | . | . | 0 | . | . | . | . | . | . | . | . | . | . | . | . | . | . | . | . | . | . | . | . | . | . | . | . | . | . | . | . | . | . | . | . | . | . | . | . | . | . | . | . | -0.51 | 0.008 | NM | 0 | -0.387 | . | . | . | . | . | . | . | . | . | .
2024 | 4 | AK | 219 | Alaska Power and Telephone Co | Preliminary | AC | 0.012 | 0.021 | . | . | 0.033 | 3 | 2 | . | . | 5 | . | . | . | . | 0 | . | . | . | . | 0 | 0.225 | 0.2 | . | . | 0.425 | . | . | . | . | 0 | . | . | . | . | 0 | . | . | . | . | 0 | . | . | . | . | 0 | . | . | . | . | 0 | . | . | . | . | 0 | . | . | . | . | 0 | . | . | . | . | 0 | . | . | . | . | 0 | 0.005 | . | . | . | 0.005 | 1 | . | . | . | 1 | . | . | . | . | 0 | 0.017 | 0.021 | NM | 0 | 0.038 | 4 | 2 | 0 | 0 | 6 | 0.225 | 0.2 | 0 | 0 | 0.425
2024 | 4 | AK | 3522 | Chugach Electric Assn Inc | Preliminary | AC | 4.07 | 0.675 | . | . | 4.745 | 834 | 63 | . | . | 897 | . | . | . | . | 0 | . | . | . | . | 0 | . | . | . | . | 0 | . | . | . | . | 0 | . | . | . | . | 0 | . | . | . | . | 0 | . | . | . | . | 0 | . | . | . | . | 0 | . | . | . | . | 0 | . | 0.01 | . | . | 0.01 | . | 4 | . | . | 4 | . | . | . | . | 0 | . | . | . | . | 0 | . | . | . | . | 0 | . | . | . | . | 0 | 4.07 | 0.685 | NM | 0 | 4.755 | 834 | 67 | 0 | 0 | 901 | 0 | 0 | 0 | 0 | 0
2024 | 4 | AK | 7353 | Golden Valley Elec Assn Inc | Preliminary | AC | 3.899 | 0.58 | 0.121 | 0 | 4.6 | 735 | 59 | 9 | 0 | 803 | . | . | . | . | 0 | . | . | . | . | 0 | 35.33 | 6.581 | 0 | 0 | 41.911 | . | . | . | . | 0 | . | . | . | . | 0 | . | . | . | . | 0 | . | . | . | . | 0 | . | . | . | . | 0 | . | . | . | . | 0 | 0.018 | 0.012 | 0 | 0 | 0.03 | 6 | 2 | 0 | 0 | 8 | 0 | 0 | 0 | 0 | 0 | . | . | . | . | 0 | . | . | . | . | 0 | . | . | . | . | 0 | 3.917 | 0.592 | 0.121 | 0 | 4.63 | 741 | 61 | 9 | 0 | 811 | 35.33 | 6.581 | 0 | 0 | 41.911
2024 | 4 | AK | 11824 | Matanuska Electric Assn Inc | Preliminary | AC | 2.54 | 0.406 | . | . | 2.946 | 413 | 33 | . | . | 446 | . | . | . | . | 0 | . | . | . | . | 0 | . | . | . | . | 0 | . | . | . | . | 0 | . | . | . | . | 0 | . | . | . | . | 0 | . | . | . | . | 0 | . | . | . | . | 0 | . | . | . | . | 0 | 0.064 | 0.016 | . | . | 0.08 | 20 | 3 | . | . | 23 | . | . | . | . | 0 | 0.048 | 0.004 | . | . | 0.052 | 7 | 1 | . | . | 8 | . | . | . | . | 0 | 2.652 | 0.426 | NM | 0 | 3.078 | 440 | 37 | 0 | 0 | 477 | 0 | 0 | 0 | 0 | 0
2024 | 4 | AK | 19558 | Homer Electric Assn Inc | Preliminary | DC | 2.769 | 0.85 | . | . | 3.619 | 488 | 51 | . | . | 539 | . | . | . | . | 0 | . | . | . | . | 0 | 108.333 | 12.339 | . | . | 120.672 | . | . | . | . | 0 | . | . | . | . | 0 | . | . | . | . | 0 | . | . | . | . | 0 | . | . | . | . | 0 | . | . | . | . | 0 | 0.103 | 0.014 | . | . | 0.117 | 31 | 3 | . | . | 34 | 1.888 | 0.103 | . | . | 1.991 | . | . | . | . | 0 | . | . | . | . | 0 | . | . | . | . | 0 | 2.872 | 0.864 | NM | 0 | 3.736 | 519 | 54 | 0 | 0 | 573 | 110.221 | 12.442 | 0 | 0 | 122.663
2024 | 4 | AK | 99999 | Adjustment 2024 | Preliminary |  | -0.452 | -0.058 | . | . | -0.51 | . | . | . | . | . | . | . | . | . | 0 | . | . | . | . | . | . | . | . | . | . | . | . | . | . | 0 | . | . | . | . | . | . | . | . | . | . | . | . | . | . | 0 | . | . | . | . | . | . | . | . | . | . | . | . | . | . | . | . | . | . | . | . | . | . | . | . | . | . | . | . | . | . | . | . | . | . | . | . | . | . | . | . | -0.452 | -0.058 | . | . | -0.51 | . | . | . | . | . | . | . | . | . | .
2024 | 4 | AL | 99999 | Adjustment 2024 | Preliminary |  | NM | NM | . | . | NM | . | . | . | . | . | . | . | . | . | . | . | . | . | . | . | . | . | . | . | . | . | . | . | . | . | . | . | . | . | . | . | . | . | . | . | . | . | . | . | . | . | . | . | . | . | . | . | . | . | . | . | . | . | . | . | . | . | . | . | . | . | . | . | . | . | . | . | . | . | . | . | . | . | . | . | . | . | . | . | . | NM | NM | . | . | NM | . | . | . | . | . | . | . | . | . | .
2024 | 4 | AR | 814 | Entergy Arkansas LLC | Preliminary | DC | 74.539 | 70.313 | 6.011 | . | 150.863 | 6977 | 294 | 38 | . | 7309 | . | . | . | . | 0 | . | . | . | . | 0 | . | . | . | . | 0 | . | . | . | . | 0 | . | . | . | . | 0 | . | . | . | . | 0 | . | . | . | . | 0 | . | . | . | . | 0 | . | . | . | . | 0 | 0.007 | 0.002 | 0.006 | . | 0.015 | 1 | 1 | 2 | . | 4 | . | . | . | . | 0 | 0.022 | 0 | 0 | . | 0.022 | 1 | 0 | 0 | . | 1 | . | . | . | . | 0 | 74.568 | 70.315 | 6.017 | 0 | 150.9 | 6979 | 295 | 40 | 0 | 7314 | 0 | 0 | 0 | 0 | 0
2024 | 4 | AR | 817 | Arkansas Valley Elec Coop Corp | Preliminary | AC | 11.025 | 2.114 | . | . | 13.139 | 924 | 16 | . | . | 940 | . | . | . | . | 0 | . | . | . | . | 0 | 845.166 | 253.176 | . | . | 1098.342 | . | . | . | . | 0 | . | . | . | . | 0 | . | . | . | . | 0 | . | . | . | . | 0 | . | . | . | . | 0 | . | . | . | . | 0 | 0.005 | . | . | . | 0.005 | 1 | . | . | . | 1 | 0 | . | . | . | 0 | . | . | . | . | 0 | . | . | . | . | 0 | . | . | . | . | 0 | 11.03 | 2.114 | NM | 0 | 13.144 | 925 | 16 | 0 | 0 | 941 | 845.166 | 253.176 | 0 | 0 | 1098.342
2024 | 4 | AR | 3093 | Carroll Electric Coop Corp - (AR) | Preliminary | DC | 17.599 | . | . | . | 17.599 | 2075 | . | . | . | 2075 | . | . | . | . | 0 | . | . | . | . | 0 | . | . | . | . | 0 | . | . | . | . | 0 | . | . | . | . | 0 | . | . | . | . | 0 | . | . | . | . | 0 | . | . | . | . | 0 | . | . | . | . | 0 | 0.019 | . | . | . | 0.019 | 3 | . | . | . | 3 | . | . | . | . | 0 | . | . | . | . | 0 | . | . | . | . | 0 | . | . | . | . | 0 | 17.618 | NM | NM | 0 | 17.618 | 2078 | 0 | 0 | 0 | 2078 | 0 | 0 | 0 | 0 | 0
2024 | 4 | AR | 5860 | Empire District Electric Co | Preliminary | AC | 1.059 | 0.004 | . | . | 1.063 | 135 | 1 | . | . | 136 | . | . | . | . | 0 | . | . | . | . | 0 | 20.077 | 0 | . | . | 20.077 | . | . | . | . | 0 | . | . | . | . | 0 | . | . | . | . | 0 | . | . | . | . | 0 | . | . | . | . | 0 | . | . | . | . | 0 | . | . | . | . | 0 | . | . | . | . | 0 | . | . | . | . | 0 | . | . | . | . | 0 | . | . | . | . | 0 | . | . | . | . | 0 | 1.059 | 0.004 | NM | 0 | 1.063 | 135 | 1 | 0 | 0 | 136 | 20.077 | 0 | 0 | 0 | 20.077
2024 | 4 | AR | 6342 | First Electric Coop Corp | Preliminary | AC | 16.338 | 2.49 | 0.791 | 0 | 19.619 | 1768 | 13 | 7 | 0 | 1788 | 0 | 0 | 0 | 0 | 0 | 0 | 0 | 0 | 0 | 0 | 0 | 0 | 0 | 0 | 0 | 0 | 0 | 0 | 0 | 0 | 0 | 0 | 0 | 0 | 0 | 0 | 0 | 0 | 0 | 0 | 0 | 0 | 0 | 0 | 0 | 0 | 0 | 0 | 0 | 0 | 0 | 0 | 0 | 0 | 0 | 0 | 0 | 0 | 0 | 0 | 0 | 0 | 0 | 0 | 0 | 0 | 0 | 0 | 0 | 0 | 0 | 0 | 0 | 0 | 0 | 0 | 0 | 0 | 0 | 0 | 0 | 0 | 0 | 0 | 0 | 16.338 | 2.49 | 0.791 | 0 | 19.619 | 1768 | 13 | 7 | 0 | 1788 | 0 | 0 | 0 | 0 | 0
2024 | 4 | AR | 13718 | City of North Little Rock - (AR) | Preliminary | AC | 2.59 | 0.45 | 2.79 | 0 | 5.83 | 345 | 6 | 2 | 0 | 353 | . | . | . | . | 0 | . | . | . | . | 0 | . | . | . | . | 0 | . | . | . | . | 0 | . | . | . | . | 0 | . | . | . | . | 0 | . | . | . | . | 0 | . | . | . | . | 0 | . | . | . | . | 0 | . | . | . | . | 0 | . | . | . | . | 0 | . | . | . | . | 0 | . | . | . | . | 0 | . | . | . | . | 0 | . | . | . | . | 0 | 2.59 | 0.45 | 2.79 | 0 | 5.83 | 345 | 6 | 2 | 0 | 353 | 0 | 0 | 0 | 0 | 0
2024 | 4 | AR | 14063 | Oklahoma Gas & Electric Co | Preliminary | AC | 4.94 | 2.338 | 0 | 0 | 7.278 | 623 | 21 | 0 | . | 644 | 1.786 | 3.131 | 0.004 | 0 | 4.921 | 472 | 406 | 1 | 0 | 879 | 0 | 0 | 0 | 0 | 0 | 0 | 0 | 0 | 0 | 0 | 0 | 0 | 0 | 0 | 0 | 0 | 0 | 0 | 0 | 0 | 0 | 0 | 0 | 0 | 0 | 0 | 0 | 0 | 0 | 0 | 0 | 0 | 0 | 0 | 0 | 0.004 | 0 | 0 | 0 | 0.004 | 2 | 0 | 0 | 0 | 2 | 0 | 0 | 0 | 0 | 0 | 0 | 0 | 0 | 0 | 0 | 0 | 0 | 0 | 0 | 0 | 0 | 0 | 0 | 0 | 0 | 6.73 | 5.469 | 0.004 | 0 | 12.203 | 1097 | 427 | 1 | 0 | 1525 | 0 | 0 | 0 | 0 | 0
2024 | 4 | AR | 17698 | Southwestern Electric Power Co | Preliminary | AC | 9.612 | 1.782 | 0.92 | . | 12.314 | 1454 | 45 | 3 | . | 1502 | 0.201 | 14.404 | . | . | 14.605 | 16 | 15 | . | . | 31 | 898.06 | 2073.61 | 58.052 | . | 3029.722 | 0.099 | 0.007 | . | . | 0.106 | 17 | 1 | . | . | 18 | 0.297 | 0.013 | . | . | 0.31 | . | . | . | . | 0 | . | . | . | . | 0 | . | . | . | . | 0 | . | 0.002 | . | . | 0.002 | . | 1 | . | . | 1 | . | 0.032 | . | . | 0.032 | . | 3 | . | . | 3 | . | 1 | . | . | 1 | . | 0 | . | . | 0 | 9.813 | 19.188 | 0.92 | 0 | 29.921 | 1470 | 62 | 3 | 0 | 1535 | 898.06 | 2073.642 | 58.052 | 0 | 3029.754
2024 | 4 | AR | 99999 | Adjustment 2024 | Preliminary |  | 15.931 | 14.226 | 21.913 | . | 52.07 | . | . | . | . | . | . | . | . | . | 0 | . | . | . | . | . | . | . | . | . | . | . | . | . | . | 0 | . | . | . | . | . | . | . | . | . | . | . | . | . | . | 0 | . | . | . | . | . | . | . | . | . | . | . | . | . | . | . | . | . | . | . | . | . | . | . | . | . | . | . | . | . | . | . | . | . | . | . | . | . | . | . | . | 15.931 | 14.226 | 21.913 | . | 52.07 | . | . | . | . | . | . | . | . | . | .
2024 | 4 | AZ | 176 | Ajo Improvement Co | Preliminary | AC | 0.061 | 0.005 | . | . | 0.066 | 12 | 3 | . | . | 15 | . | . | . | . | 0 | . | . | . | . | 0 | 6.285 | 0.605 | . | . | 6.89 | . | . | . | . | 0 | . | . | . | . | 0 | . | . | . | . | 0 | . | . | . | . | 0 | . | . | . | . | 0 | . | . | . | . | 0 | . | . | . | . | 0 | . | . | . | . | 0 | . | . | . | . | 0 | . | . | . | . | 0 | . | . | . | . | 0 | . | . | . | . | 0 | 0.061 | 0.005 | NM | 0 | 0.066 | 12 | 3 | 0 | 0 | 15 | 6.285 | 0.605 | 0 | 0 | 6.89
2024 | 4 | AZ | 803 | Arizona Public Service Co | Preliminary | DC | 1579.268 | 362.327 | . | . | 1941.595 | 176516 | 2148 | . | . | 178664 | . | . | . | . | 0 | . | . | . | . | 0 | . | . | . | . | 0 | 30 | 1 | . | . | 31 | 3509 | 17 | . | . | 3526 | 69 | 2 | . | . | 71 | 1 | 1 | . | . | 2 | 110 | 7 | . | . | 117 | 2 | 1 | . | . | 3 | 0.057 | 0.125 | . | . | 0.182 | 25 | 12 | . | . | 37 | . | . | . | . | 0 | . | . | . | . | 0 | . | . | . | . | 0 | . | . | . | . | 0 | 1579.325 | 362.452 | NM | 0 | 1941.777 | 176541 | 2160 | 0 | 0 | 178701 | 0 | 0 | 0 | 0 | 0
2024 | 4 | AZ | 12919 | Morenci Water and Electric | Preliminary | AC | 0.008 | 0.028 | 0 | 0 | 0.036 | 1 | 3 | 0 | 0 | 4 | . | . | . | . | 0 | . | . | . | . | 0 | 1.097 | 2.26 | 0 | 0 | 3.357 | . | . | . | . | 0 | . | . | . | . | 0 | . | . | . | . | 0 | . | . | . | . | 0 | . | . | . | . | 0 | . | . | . | . | 0 | . | . | . | . | 0 | . | . | . | . | 0 | . | . | . | . | 0 | . | . | . | . | 0 | . | . | . | . | 0 | . | . | . | . | 0 | 0.008 | 0.028 | NM | 0 | 0.036 | 1 | 3 | 0 | 0 | 4 | 1.097 | 2.26 | 0 | 0 | 3.357
2024 | 4 | AZ | 16572 | Salt River Project | Preliminary | AC | 370 | 137.53 | 7.28 | 0 | 514.81 | 57113 | 910 | 10 | 0 | 58033 | 0 | 0 | 0 | 0 | 0 | 0 | 0 | 0 | 0 | 0 | 22038.04 | 5497.5 | 0 | 0 | 27535.54 | 23.2 | 0.85 | 0 | 0 | 24.05 | 3619 | 15 | 0 | 0 | 3634 | 73.22 | 1.6 | 0 | 0 | 74.82 | 1.83 | 0 | 0 | 0 | 1.83 | 229 | 0 | 0 | 0 | 229 | 4.95 | 0 | 0 | 0 | 4.95 | . | . | . | . | 0 | . | . | . | . | 0 | . | . | . | . | 0 | . | . | . | . | 0 | . | . | . | . | 0 | . | . | . | . | 0 | 370 | 137.53 | 7.28 | 0 | 514.81 | 57113 | 910 | 10 | 0 | 58033 | 22038.04 | 5497.5 | 0 | 0 | 27535.54
2024 | 4 | AZ | 19189 | Trico Electric Cooperative Inc | Preliminary | DC | 41.79 | 15.681 | . | . | 57.471 | 5299 | 76 | . | . | 5375 | 0.043 | 0.183 | . | . | 0.226 | 42 | 1 | . | . | 43 | 4421.05 | 825.8 | . | . | 5246.85 | . | . | . | . | 0 | . | . | . | . | 0 | . | . | . | . | 0 | . | . | . | . | 0 | . | . | . | . | 0 | . | . | . | . | 0 | 0.002 | . | . | . | 0.002 | 1 | . | . | . | 1 | 0 | . | . | . | 0 | . | . | . | . | 0 | . | . | . | . | 0 | . | . | . | . | 0 | 41.835 | 15.864 | NM | 0 | 57.699 | 5342 | 77 | 0 | 0 | 5419 | 4421.05 | 825.8 | 0 | 0 | 5246.85
2024 | 4 | AZ | 19728 | UNS Electric, Inc | Preliminary | AC | 72.32 | 17.32 | . | . | 89.64 | 9064 | 231 | . | . | 9295 | . | . | . | . | 0 | . | . | . | . | 0 | 8990.704 | 975.289 | . | . | 9965.993 | 1.26 | . | . | . | 1.26 | 150 | . | . | . | 150 | . | . | . | . | 0 | . | . | . | . | 0 | . | . | . | . | 0 | . | . | . | . | 0 | 0.3 | 0.01 | . | . | 0.31 | 117 | 1 | . | . | 118 | 8.835 | . | . | . | 8.835 | . | . | . | . | 0 | . | . | . | . | 0 | . | . | . | . | 0 | 72.62 | 17.33 | NM | 0 | 89.95 | 9181 | 232 | 0 | 0 | 9413 | 8999.539 | 975.289 | 0 | 0 | 9974.828
2024 | 4 | AZ | 21538 | Mohave Electric Cooperative, Inc. | Preliminary | AC | 20.623 | 3.583 | 0 | 0 | 24.206 | 2002 | 92 | 0 | 0 | 2094 | 0 | 0 | 0 | 0 | 0 | 0 | 0 | 0 | 0 | 0 | 773.723 | 116.101 | 0 | 0 | 889.824 | 0 | 0 | 0 | 0 | 0 | 0 | 0 | 0 | 0 | 0 | 0 | 0 | 0 | 0 | 0 | 0 | 0 | 0 | 0 | 0 | 0 | 0 | 0 | 0 | 0 | 0 | 0 | 0 | 0 | 0 | 0.055 | . | . | . | 0.055 | 25 | . | . | . | 25 | 0 | . | . | . | 0 | . | . | . | . | 0 | . | . | . | . | 0 | . | . | . | . | 0 | 20.678 | 3.583 | NM | 0 | 24.261 | 2027 | 92 | 0 | 0 | 2119 | 773.723 | 116.101 | 0 | 0 | 889.824
2024 | 4 | AZ | 24211 | Tucson Electric Power Co | Preliminary | AC | 327.312 | 154.952 | . | . | 482.264 | 48902 | 1085 | . | . | 49987 | . | . | . | . | 0 | . | . | . | . | 0 | 5972.13 | 3235.56 | . | . | 9207.69 | 10.6 | 0.34 | . | . | 10.94 | 1129 | 7 | . | . | 1136 | . | . | . | . | 0 | . | 0.21 | . | . | 0.21 | . | 1 | . | . | 1 | . | . | . | . | 0 | 0.024 | . | . | . | 0.024 | 1 | . | . | . | 1 | 0.015 | . | . | . | 0.015 | . | . | . | . | 0 | . | . | . | . | 0 | . | . | . | . | 0 | 327.336 | 154.952 | NM | 0 | 482.288 | 48903 | 1085 | 0 | 0 | 49988 | 5972.145 | 3235.56 | 0 | 0 | 9207.705
2024 | 4 | AZ | 99999 | Adjustment 2024 | Preliminary |  | -236.686 | -59.333 | . | . | -296.018 | . | . | . | . | . | -0.007 | -0.032 | . | . | -0.039 | . | . | . | . | . | . | . | . | . | . | -5.232 | -0.174 | . | . | -5.406 | . | . | . | . | . | . | . | . | . | . | -0.174 | -0.174 | . | . | -0.349 | . | . | . | . | . | . | . | . | . | . | . | . | . | . | . | . | . | . | . | . | . | . | . | . | . | . | . | . | . | . | . | . | . | . | . | . | . | . | . | . | -236.693 | -59.365 | . | . | -296.058 | . | . | . | . | . | . | . | . | . | .
2024 | 4 | CA | 4390 | City of Corona - (CA) | Preliminary | AC | 0.136 | 0.4 | 0 | 0 | 0.536 | 18 | 3 | 0 | 0 | 21 | 0 | 0 | 0 | 0 | 0 | 0 | 0 | 0 | 0 | 0 | 0 | 0 | 0 | 0 | 0 | 0 | 0 | 0 | 0 | 0 | 0 | 0 | 0 | 0 | 0 | 0 | 0 | 0 | 0 | 0 | 0 | 0 | 0 | 0 | 0 | 0 | 0 | 0 | 0 | 0 | 0 | 0 | 0 | 0 | 0 | 0 | 0 | 0 | 0 | 0 | 0 | 0 | 0 | 0 | 0 | 0 | 0 | 0 | 0 | 0 | 0 | 0 | 0 | 0 | 0 | 0 | 0 | 0 | 0 | 0 | 0 | 0 | 0 | 0 | 0 | 0.136 | 0.4 | NM | 0 | 0.536 | 18 | 3 | 0 | 0 | 21 | 0 | 0 | 0 | 0 | 0
2024 | 4 | CA | 9216 | Imperial Irrigation District | Preliminary | AC | 68.821 | 65.143 | . | . | 133.964 | 8956 | 259 | . | . | 9215 | 3.952 | 0.342 | . | . | 4.294 | 1304 | 115 | . | . | 1419 | . | . | . | . | 0 | . | . | . | . | 0 | . | . | . | . | 0 | . | . | . | . | 0 | . | . | . | . | 0 | . | . | . | . | 0 | . | . | . | . | 0 | 0.002 | . | . | . | 0.002 | 1 | . | . | . | 1 | . | . | . | . | 0 | . | 2.15 | . | . | 2.15 | . | 8 | . | . | 8 | . | . | . | . | 0 | 72.775 | 67.635 | NM | 0 | 140.41 | 10261 | 382 | 0 | 0 | 10643 | 0 | 0 | 0 | 0 | 0
2024 | 4 | CA | 11208 | Los Angeles Department of Water & Power | Preliminary | AC | 505.264 | 132.567 | . | . | 637.831 | 82684 | 1695 | . | . | 84379 | . | . | . | . | 0 | . | . | . | . | 0 | 30223.78 | 4266.32 | . | . | 34490.1 | 31.3 | 2.05 | . | . | 33.35 | 4080 | 6 | . | . | 4086 | . | . | . | . | 0 | 3.48 | 1.15 | . | . | 4.63 | 485 | 6 | . | . | 491 | . | . | . | . | 0 | . | . | . | . | 0 | . | . | . | . | 0 | . | . | . | . | 0 | . | . | . | . | 0 | . | . | . | . | 0 | . | . | . | . | 0 | 505.264 | 132.567 | NM | 0 | 637.831 | 82684 | 1695 | 0 | 0 | 84379 | 30223.78 | 4266.32 | 0 | 0 | 34490.1
2024 | 4 | CA | 12745 | Modesto Irrigation District | Preliminary | AC | 53.62 | 17.361 | 9.914 | 0 | 80.895 | 10655 | 185 | 55 | 0 | 10895 | . | . | . | . | 0 | . | . | . | . | 0 | . | . | . | . | 0 | 3.551 | 0 | 0.171 | . | 3.722 | 474 | 0 | 1 | . | 475 | . | . | . | . | 0 | . | . | 1.341 | . | 1.341 | . | . | 1 | . | 1 | . | . | . | . | 0 | . | . | . | . | 0 | . | . | . | . | 0 | . | . | . | . | 0 | . | . | . | . | 0 | . | . | . | . | 0 | . | . | . | . | 0 | 53.62 | 17.361 | 9.914 | 0 | 80.895 | 10655 | 185 | 55 | 0 | 10895 | 0 | 0 | 0 | 0 | 0
2024 | 4 | CA | 14328 | Pacific Gas & Electric Co. | Preliminary | AC | 5162.455 | 1597.94 | 1278.519 | 0 | 8038.914 | 819630 | 16194 | 5437 | 0 | 841261 | 23.188 | 51.068 | 0.138 | 0 | 74.394 | 5969 | 3927 | 4 | 0 | 9900 | 0 | 0 | 0 | 0 | 0 | 589.399 | 38.935 | 56.533 | 0 | 684.867 | 85543 | 366 | 158 | 0 | 86067 | 0 | 0 | 0 | 0 | 0 | 0.09 | 0 | 0.245 | 0 | 0.335 | 9 | 0 | 2 | 0 | 11 | 0 | 0 | 0 | 0 | 0 | 0.91 | 0.622 | 27.123 | 0 | 28.655 | 164 | 36 | 42 | 0 | 242 | 0 | 0 | 0 | 0 | 0 | 1.243 | 61.177 | 182.835 | 0 | 245.255 | 37 | 92 | 250 | 0 | 379 | 0 | 0 | 0 | 0 | 0 | 5187.796 | 1710.807 | 1488.615 | 0 | 8387.218 | 825800 | 20249 | 5733 | 0 | 851782 | 0 | 0 | 0 | 0 | 0
2024 | 4 | CA | 14354 | PacifiCorp | Preliminary | DC | 5.876 | 5.238 | 2.964 | 0 | 14.078 | 765 | 70 | 21 | 0 | 856 | . | . | . | . | 0 | . | . | . | . | 0 | . | . | . | . | 0 | 0.789 | 0.03 | 0 | 0 | 0.819 | 66 | 1 | 0 | 0 | 67 | 0.976 | 0.01 | 0 | 0 | 0.986 | . | . | . | . | 0 | . | . | . | . | 0 | . | . | . | . | 0 | 0.001 | 0.005 | 0 | 0 | 0.006 | 1 | 2 | 0 | 0 | 3 | . | . | . | . | 0 | 0.011 | 0.066 | 0 | 0 | 0.077 | 2 | 1 | 0 | 0 | 3 | . | . | . | . | 0 | 5.888 | 5.309 | 2.964 | 0 | 14.161 | 768 | 73 | 21 | 0 | 862 | 0 | 0 | 0 | 0 | 0
2024 | 4 | CA | 14534 | City of Pasadena - (CA) | Preliminary | AC | 15.101 | 9.941 | . | . | 25.042 | 2615 | 105 | . | . | 2720 | . | . | . | . | 0 | . | . | . | . | 0 | 180 | 111 | . | . | 291 | . | . | . | . | 0 | . | . | . | . | 0 | . | . | . | . | 0 | . | . | . | . | 0 | . | . | . | . | 0 | . | . | . | . | 0 | . | . | . | . | 0 | . | . | . | . | 0 | . | . | . | . | 0 | . | . | . | . | 0 | . | . | . | . | 0 | . | . | . | . | 0 | 15.101 | 9.941 | NM | 0 | 25.042 | 2615 | 105 | 0 | 0 | 2720 | 180 | 111 | 0 | 0 | 291
2024 | 4 | CA | 16534 | Sacramento Municipal Util Dist | Preliminary | AC | 241.098 | 85.327 | 38.212 | 0 | 364.637 | 53221 | 1259 | 53 | 0 | 54533 | 0.671 | 0.348 | 0 | 0 | 1.019 | 560 | 43 | 0 | 0 | 603 | . | . | . | . | 0 | 11.153 | 0.063 | 0.5 | 0 | 11.716 | 1738 | 5 | 1 | 0 | 1744 | . | . | . | . | 0 | . | . | . | . | 0 | . | . | . | . | 0 | . | . | . | . | 0 | 0.002 | . | 0.005 | . | 0.007 | 1 | . | 1 | . | 2 | . | . | . | . | 0 | . | . | . | . | 0 | . | . | . | . | 0 | . | . | . | . | 0 | 241.771 | 85.675 | 38.217 | 0 | 365.663 | 53782 | 1302 | 54 | 0 | 55138 | 0 | 0 | 0 | 0 | 0
2024 | 4 | CA | 16609 | San Diego Gas & Electric Co | Preliminary | AC | 1741.237 | 304.544 | 103.743 | 0 | 2149.524 | 314624 | 5488 | 140 | 0 | 320252 | 23.26 | 7.213 | 3.825 | 0 | 34.298 | 612 | 86 | 6 | 0 | 704 | 3 | 5 | 0 | 0 | 8 | 68.518 | 16.047 | 5.476 | 0 | 90.041 | 10257 | 187 | 7 | 0 | 10451 | 0 | 0 | 0 | 0 | 0 | 0 | 0 | 0 | 0 | 0 | 0 | 0 | 0 | 0 | 0 | 0 | 0 | 0 | 0 | 0 | 0.122 | 0.007 | 1 | 0 | 1.129 | 37 | 3 | 1 | 0 | 41 | 0 | 0 | 0 | 0 | 0 | 0.022 | 14.177 | 15.308 | 0 | 29.507 | 2 | 52 | 21 | 0 | 75 | . | . | . | . | 0 | 1764.641 | 325.941 | 123.876 | 0 | 2214.458 | 315275 | 5629 | 168 | 0 | 321072 | 3 | 5 | 0 | 0 | 8
2024 | 4 | CA | 16655 | City of Santa Clara - (CA) | Preliminary | AC | 3.207 | 16.313 | . | . | 19.52 | 826 | 99 | . | . | 925 | . | . | . | . | 0 | . | . | . | . | 0 | . | . | . | . | 0 | . | . | . | . | 0 | . | . | . | . | 0 | . | . | . | . | 0 | . | . | . | . | 0 | . | . | . | . | 0 | . | . | . | . | 0 | . | . | . | . | 0 | . | . | . | . | 0 | . | . | . | . | 0 | . | . | . | . | 0 | . | . | . | . | 0 | . | . | . | . | 0 | 3.207 | 16.313 | NM | 0 | 19.52 | 826 | 99 | 0 | 0 | 925 | 0 | 0 | 0 | 0 | 0
2024 | 4 | CA | 17609 | Southern California Edison Co | Preliminary | AC | 4009.906 | 1029.055 | 288.846 | . | 5327.807 | 648512 | 9390 | 516 | . | 658418 | 8.337 | 47.251 | . | . | 55.588 | 103 | 1160 | . | . | 1263 | . | . | . | . | 0 | 376.921 | 64.131 | 5.857 | . | 446.909 | 57878 | 464 | 16 | . | 58358 | 910.797 | 151.963 | 18.142 | . | 1080.902 | . | . | . | . | 0 | . | . | . | . | 0 | . | . | . | . | 0 | 1.779 | 4.955 | 8.1 | . | 14.834 | 211 | 15 | 7 | . | 233 | . | . | . | . | 0 | 0.721 | 49.285 | 33.703 | . | 83.709 | 76 | 129 | 46 | . | 251 | . | . | . | . | 0 | 4020.743 | 1130.546 | 330.649 | 0 | 5481.938 | 648902 | 10694 | 569 | 0 | 660165 | 0 | 0 | 0 | 0 | 0
2024 | 4 | CA | 17612 | Bear Valley Electric Service | Preliminary | DC | 2.876 | 3.112 | . | . | 5.988 | 592 | 25 | . | . | 617 | . | . | . | . | 0 | . | . | . | . | 0 | . | . | . | . | 0 | . | . | . | . | 0 | . | . | . | . | 0 | . | . | . | . | 0 | . | . | . | . | 0 | . | . | . | . | 0 | . | . | . | . | 0 | 0.069 | 0.01 | . | . | 0.079 | 6 | 1 | . | . | 7 | . | . | . | . | 0 | . | . | . | . | 0 | . | . | . | . | 0 | . | . | . | . | 0 | 2.945 | 3.122 | NM | 0 | 6.067 | 598 | 26 | 0 | 0 | 624 | 0 | 0 | 0 | 0 | 0
2024 | 4 | CA | 18260 | Surprise Valley Electrification | Preliminary | AC | 0.134 | 0.013 | 0 | 0 | 0.147 | 14 | 2 | 0 | 0 | 16 | . | . | . | . | 0 | . | . | . | . | 0 | . | . | . | . | 0 | . | . | . | . | 0 | . | . | . | . | 0 | . | . | . | . | 0 | . | . | . | . | 0 | . | . | . | . | 0 | . | . | . | . | 0 | . | . | . | . | 0 | . | . | . | . | 0 | . | . | . | . | 0 | . | . | . | . | 0 | . | . | . | . | 0 | . | . | . | . | 0 | 0.134 | 0.013 | NM | 0 | 0.147 | 14 | 2 | 0 | 0 | 16 | 0 | 0 | 0 | 0 | 0
2024 | 4 | CA | 19281 | Turlock Irrigation District | Preliminary | AC | 26.677 | 12.931 | 19.055 | . | 58.663 | 4425 | 81 | 109 | . | 4615 | 0.063 | . | 3.634 | . | 3.697 | 3 | . | 10 | . | 13 | . | . | . | . | 0 | . | . | . | . | 0 | . | . | . | . | 0 | . | . | . | . | 0 | . | . | . | . | 0 | . | . | . | . | 0 | . | . | . | . | 0 | . | . | . | . | 0 | . | . | . | . | 0 | . | . | . | . | 0 | . | . | . | . | 0 | . | . | . | . | 0 | . | . | . | . | 0 | 26.74 | 12.931 | 22.689 | 0 | 62.36 | 4428 | 81 | 119 | 0 | 4628 | 0 | 0 | 0 | 0 | 0
2024 | 4 | CA | 99999 | Adjustment 2024 | Preliminary |  | 207.208 | 125.374 | 9.113 | 0 | 341.694 | . | . | . | . | . | . | . | . | . | 0 | . | . | . | . | . | . | . | . | . | . | -0.138 | -0.005 | 0 | 0 | -0.143 | . | . | . | . | . | . | . | . | . | . | . | . | . | . | 0 | . | . | . | . | . | . | . | . | . | . | . | . | . | . | . | . | . | . | . | . | . | . | . | . | . | . | . | . | . | . | . | . | . | . | . | . | . | . | . | . | 207.208 | 125.374 | 9.113 | 0 | 341.694 | . | . | . | . | . | . | . | . | . | .
2024 | 4 | CO | 3989 | City of Colorado Springs - (CO) | Preliminary | AC | 39.812 | 2.141 | . | . | 41.953 | 8725 | 553 | . | . | 9278 | 0.72 | 3.201 | . | . | 3.921 | 382 | 66 | . | . | 448 | . | . | . | . | 0 | 1.637 | 0.088 | . | . | 1.725 | 238 | 16 | . | . | 254 | 4.221 | 1.637 | . | . | 5.858 | . | . | . | . | 0 | . | . | . | . | 0 | . | . | . | . | 0 | . | 0.006 | . | . | 0.006 | . | 1 | . | . | 1 | . | . | . | . | 0 | . | . | . | . | 0 | . | . | . | . | 0 | . | . | . | . | 0 | 40.532 | 5.348 | NM | 0 | 45.88 | 9107 | 620 | 0 | 0 | 9727 | 0 | 0 | 0 | 0 | 0
2024 | 4 | CO | 6604 | City of Fort Collins - (CO) | Preliminary | DC | 22.679 | 2.264 | 3.779 | . | 28.722 | 3675 | 78 | 24 | . | 3777 | 0.761 | . | . | . | 0.761 | 327 | . | . | . | 327 | . | . | . | . | 0 | 1.182 | 0.122 | . | . | 1.304 | 164 | 2 | . | . | 166 | 2.933 | 0.372 | . | . | 3.305 | . | 0.015 | . | . | 0.015 | . | 1 | . | . | 1 | . | 0.041 | . | . | 0.041 | 0.001 | . | . | . | 0.001 | 1 | . | . | . | 1 | . | . | . | . | 0 | . | . | 1.976 | . | 1.976 | . | . | 6 | . | 6 | . | . | . | . | 0 | 23.441 | 2.264 | 5.755 | 0 | 31.46 | 4003 | 78 | 30 | 0 | 4111 | 0 | 0 | 0 | 0 | 0
2024 | 4 | CO | 9336 | CORE Electric Cooperative | Preliminary | AC | 54.057 | 0.968 | 0.431 | . | 55.456 | 9387 | 33 | 3 | . | 9423 | . | . | . | . | 0 | . | . | . | . | 0 | . | . | . | . | 0 | . | . | . | . | 0 | . | . | . | . | 0 | . | . | . | . | 0 | . | . | . | . | 0 | . | . | . | . | 0 | . | . | . | . | 0 | 0.042 | . | . | . | 0.042 | 15 | . | . | . | 15 | . | . | . | . | 0 | 0.011 | . | . | . | 0.011 | 2 | . | . | . | 2 | . | . | . | . | 0 | 54.11 | 0.968 | 0.431 | 0 | 55.509 | 9404 | 33 | 3 | 0 | 9440 | 0 | 0 | 0 | 0 | 0
2024 | 4 | CO | 10066 | K C Electric Association | Preliminary | DC | 0.203 | 0.232 | 0.034 | 0 | 0.469 | 22 | 14 | 2 | 0 | 38 | . | . | . | . | 0 | . | . | . | . | 0 | . | . | . | . | 0 | . | . | . | . | 0 | . | . | . | . | 0 | . | . | . | . | 0 | . | . | . | . | 0 | . | . | . | . | 0 | . | . | . | . | 0 | 0.01 | . | . | . | 0.01 | 1 | . | . | . | 1 | . | . | . | . | 0 | . | . | . | . | 0 | . | . | . | . | 0 | . | . | . | . | 0 | 0.213 | 0.232 | 0.034 | 0 | 0.479 | 23 | 14 | 2 | 0 | 39 | 0 | 0 | 0 | 0 | 0
2024 | 4 | CO | 12866 | Moon Lake Electric Assn Inc | Preliminary | AC | 0.026 | 0.1 | 0 | 0 | 0.126 | 4 | 5 | 0 | 0 | 9 | 0 | 0 | 0 | 0 | 0 | 0 | 0 | 0 | 0 | 0 | 0 | 0 | 0 | 0 | 0 | . | . | . | . | 0 | . | . | . | . | 0 | . | . | . | . | 0 | . | . | . | . | 0 | . | . | . | . | 0 | . | . | . | . | 0 | . | . | . | . | 0 | . | . | . | . | 0 | . | . | . | . | 0 | . | . | . | . | 0 | . | . | . | . | 0 | . | . | . | . | 0 | 0.026 | 0.1 | NM | 0 | 0.126 | 4 | 5 | 0 | 0 | 9 | 0 | 0 | 0 | 0 | 0
2024 | 4 | CO | 15257 | Poudre Valley REA, Inc | Preliminary | DC | 16.834 | 0.246 | 0.032 | . | 17.112 | 2071 | 12 | 2 | . | 2085 | 2.507 | . | . | . | 2.507 | 404 | . | . | . | 404 | . | . | . | . | 0 | . | . | . | . | 0 | . | . | . | . | 0 | . | . | . | . | 0 | . | . | . | . | 0 | . | . | . | . | 0 | . | . | . | . | 0 | . | . | . | . | 0 | . | . | . | . | 0 | . | . | . | . | 0 | . | . | . | . | 0 | . | . | . | . | 0 | . | . | . | . | 0 | 19.341 | 0.246 | 0.032 | 0 | 19.619 | 2475 | 12 | 2 | 0 | 2489 | 0 | 0 | 0 | 0 | 0
2024 | 4 | CO | 15466 | Public Service Co of Colorado | Preliminary | DC | 622.569 | 213.531 | 10.981 | . | 847.081 | 105970 | 3215 | 11 | . | 109196 | . | . | . | . | 0 | . | . | . | . | 0 | . | . | . | . | 0 | . | . | . | . | 0 | . | . | . | . | 0 | . | . | . | . | 0 | . | . | . | . | 0 | . | . | . | . | 0 | . | . | . | . | 0 | . | . | . | . | 0 | . | . | . | . | 0 | . | . | . | . | 0 | . | . | . | . | 0 | . | . | . | . | 0 | . | . | . | . | 0 | 622.569 | 213.531 | 10.981 | 0 | 847.081 | 105970 | 3215 | 11 | 0 | 109196 | 0 | 0 | 0 | 0 | 0
2024 | 4 | CO | 16603 | San Luis Valley R E C, Inc | Preliminary | AC | 1.726 | 0.844 | 1.739 | . | 4.309 | 246 | 41 | 72 | . | 359 | . | . | . | . | 0 | . | . | . | . | 0 | . | . | . | . | 0 | . | . | . | . | 0 | . | . | . | . | 0 | . | . | . | . | 0 | . | . | . | . | 0 | . | . | . | . | 0 | . | . | . | . | 0 | 0.003 | . | . | . | 0.003 | 2 | . | . | . | 2 | . | . | . | . | 0 | . | . | . | . | 0 | . | . | . | . | 0 | . | . | . | . | 0 | 1.729 | 0.844 | 1.739 | 0 | 4.312 | 248 | 41 | 72 | 0 | 361 | 0 | 0 | 0 | 0 | 0
2024 | 4 | CO | 19499 | United Power, Inc | Preliminary | AC | 70.133 | 2.662 | 0.046 | 0 | 72.841 | 11986 | 44 | 1 | 0 | 12031 | 0.015 | 0.003 | 0.003 | . | 0.021 | 24 | 3 | 1 | . | 28 | . | . | . | . | 0 | . | . | . | . | 0 | . | . | . | . | 0 | . | . | . | . | 0 | . | . | . | . | 0 | . | . | . | . | 0 | . | . | . | . | 0 | 0.022 | 0.012 | 0 | 0 | 0.034 | 8 | 2 | 0 | 0 | 10 | . | . | . | . | 0 | . | . | . | . | 0 | . | . | . | . | 0 | . | . | . | . | 0 | 70.17 | 2.677 | 0.049 | 0 | 72.896 | 12018 | 49 | 2 | 0 | 12069 | 0 | 0 | 0 | 0 | 0
2024 | 4 | CO | 27058 | High West Energy, Inc | Preliminary | AC | 0.02 | . | . | . | 0.02 | 10 | . | . | . | 10 | . | . | . | . | 0 | . | . | . | . | 0 | . | . | . | . | 0 | . | . | . | . | 0 | . | . | . | . | 0 | . | . | . | . | 0 | . | . | . | . | 0 | . | . | . | . | 0 | . | . | . | . | 0 | . | . | . | . | 0 | . | . | . | . | 0 | . | . | . | . | 0 | . | . | . | . | 0 | . | . | . | . | 0 | . | . | . | . | 0 | 0.02 | NM | NM | 0 | 0.02 | 10 | 0 | 0 | 0 | 10 | 0 | 0 | 0 | 0 | 0
2024 | 4 | CO | 56146 | Black Hills Colorado Electric, LLC | Preliminary | DC | 56.692 | 13.82 | 21 | . | 91.512 | 8308 | 249 | 3 | . | 8560 | 8.738 | 4.882 | . | . | 13.62 | 450 | 251 | . | . | 701 | . | . | . | . | 0 | . | . | . | . | 0 | . | . | . | . | 0 | . | . | . | . | 0 | . | . | . | . | 0 | . | . | . | . | 0 | . | . | . | . | 0 | 0.006 | . | 1.8 | . | 1.806 | 3 | . | 1 | . | 4 | . | . | . | . | 0 | . | . | . | . | 0 | . | . | . | . | 0 | . | . | . | . | 0 | 65.436 | 18.702 | 22.8 | 0 | 106.938 | 8761 | 500 | 4 | 0 | 9265 | 0 | 0 | 0 | 0 | 0
2024 | 4 | CO | 99999 | Adjustment 2024 | Preliminary |  | -17.689 | -25.261 | -4.936 | 0 | -47.886 | . | . | . | . | . | -2.094 | -0.852 | . | . | -2.945 | . | . | . | . | . | . | . | . | . | . | -0.206 | -0.021 | . | . | -0.227 | . | . | . | . | . | . | . | . | . | . | . | -0.003 | . | . | -0.003 | . | . | . | . | . | . | . | . | . | . | . | . | . | . | . | . | . | . | . | . | . | . | . | . | . | . | . | . | . | . | . | . | . | . | . | . | . | . | . | . | -19.782 | -26.113 | -4.936 | 0 | -50.831 | . | . | . | . | . | . | . | . | . | .
2024 | 4 | CT | 4176 | Connecticut Light & Power Co | Preliminary | AC | 568.008 | 207.789 | 29.644 | . | 805.441 | 74047 | 1906 | 92 | . | 76045 | . | 71.087 | . | . | 71.087 | . | 335 | . | . | 335 | . | . | . | . | 0 | . | . | . | . | 0 | . | . | . | . | 0 | . | . | . | . | 0 | . | . | . | . | 0 | . | . | . | . | 0 | . | . | . | . | 0 | 0.086 | 0.013 | . | . | 0.099 | 17 | 4 | . | . | 21 | . | . | . | . | 0 | 0.367 | 46.582 | 10.815 | . | 57.764 | 22 | 90 | 18 | . | 130 | . | . | . | . | 0 | 568.461 | 325.471 | 40.459 | 0 | 934.391 | 74086 | 2335 | 110 | 0 | 76531 | 0 | 0 | 0 | 0 | 0
2024 | 4 | CT | 7716 | Groton Dept of Utilities - (CT) | Preliminary | AC | 4.165 | 0.291 | 0 | 0 | 4.456 | 809 | 6 | 0 | 0 | 815 | 0 | 0 | 0 | 0 | 0 | 0 | 0 | 0 | 0 | 0 | 240.912 | 13.748 | 0 | 0 | 254.66 | 0 | 0 | 0 | 0 | 0 | 0 | 0 | 0 | 0 | 0 | 0 | 0 | 0 | 0 | 0 | 0 | 0 | 0 | 0 | 0 | 0 | 0 | 0 | 0 | 0 | 0 | 0 | 0 | 0 | 0 | 0 | 0 | 0 | 0 | 0 | 0 | 0 | 0 | 0 | 0 | 0 | 0 | 0 | 0 | 0 | 0 | 0 | 0 | 0 | 0 | 0 | 0 | 0 | 0 | 0 | 0 | 0 | 0 | 0 | 0 | 4.165 | 0.291 | NM | 0 | 4.456 | 809 | 6 | 0 | 0 | 815 | 240.912 | 13.748 | 0 | 0 | 254.66
2024 | 4 | CT | 19497 | United Illuminating Co | Preliminary | AC | 139.266 | 56.133 | 7.722 | . | 203.121 | 22081 | 416 | 48 | . | 22545 | . | 5.52 | . | . | 5.52 | . | 6 | . | . | 6 | 10253.336 | 3935.839 | 265.94 | . | 14455.115 | 0.023 | . | . | . | 0.023 | 1 | . | . | . | 1 | 0.015 | . | . | . | 0.015 | 0.013 | . | . | . | 0.013 | 4 | . | . | . | 4 | 0.053 | . | . | . | 0.053 | . | 0.03 | 0.1 | . | 0.13 | . | 1 | 1 | . | 2 | . | . | . | . | 0 | . | 27.855 | 4.21 | . | 32.065 | . | 31 | 3 | . | 34 | . | 1710.383 | 10.2 | . | 1720.583 | 139.266 | 89.538 | 12.032 | 0 | 240.836 | 22081 | 454 | 52 | 0 | 22587 | 10253.336 | 5646.222 | 276.14 | 0 | 16175.698
2024 | 4 | CT | 20038 | Town of Wallingford - (CT) | Preliminary | AC | 0.434 | 0.927 | . | . | 1.361 | 52 | 6 | . | . | 58 | . | . | . | . | 0 | . | . | . | . | 0 | 2.422 | 5.08 | . | . | 7.502 | . | . | . | . | 0 | . | . | . | . | 0 | . | . | . | . | 0 | . | . | . | . | 0 | . | . | . | . | 0 | . | . | . | . | 0 | . | . | . | . | 0 | . | . | . | . | 0 | . | . | . | . | 0 | . | . | . | . | 0 | . | . | . | . | 0 | . | . | . | . | 0 | 0.434 | 0.927 | NM | 0 | 1.361 | 52 | 6 | 0 | 0 | 58 | 2.422 | 5.08 | 0 | 0 | 7.502
2024 | 4 | CT | 99999 | Adjustment 2024 | Preliminary |  | 0.202 | 0.481 | . | . | 0.683 | . | . | . | . | . | . | . | . | . | . | . | . | . | . | . | . | . | . | . | . | . | . | . | . | . | . | . | . | . | . | . | . | . | . | . | . | . | . | . | . | . | . | . | . | . | . | . | . | . | . | . | . | . | . | . | . | . | . | . | . | . | . | . | . | . | . | . | . | . | . | . | . | . | . | . | . | . | . | . | . | 0.202 | 0.481 | . | . | 0.683 | . | . | . | . | . | . | . | . | . | .
2024 | 4 | DC | 15270 | Potomac Electric Power Co | Preliminary | AC | 98.049 | 56.328 | . | . | 154.377 | 15678 | 809 | . | . | 16487 | 2.688 | 0.497 | . | . | 3.185 | 8544 | 114 | . | . | 8658 | . | . | . | . | 0 | . | . | . | . | 0 | . | . | . | . | 0 | . | . | . | . | 0 | . | . | . | . | 0 | . | . | . | . | 0 | . | . | . | . | 0 | . | . | . | . | 0 | . | . | . | . | 0 | . | . | . | . | 0 | . | . | . | . | 0 | . | . | . | . | 0 | . | . | . | . | 0 | 100.737 | 56.825 | NM | 0 | 157.562 | 24222 | 923 | 0 | 0 | 25145 | 0 | 0 | 0 | 0 | 0
2024 | 4 | DC | 99999 | Adjustment 2024 | Preliminary |  | . | . | . | . | . | . | . | . | . | . | . | . | . | . | . | . | . | . | . | . | . | . | . | . | . | . | . | . | . | . | . | . | . | . | . | . | . | . | . | . | . | . | . | . | . | . | . | . | . | . | . | . | . | . | . | . | . | . | . | . | . | . | . | . | . | . | . | . | . | . | . | . | . | . | . | . | . | . | . | . | . | . | . | . | . | . | . | . | . | . | . | . | . | . | . | . | . | . | . | .
2024 | 4 | DE | 5027 | Delmarva Power | Preliminary | AC | 72.598 | 18.239 | 4.882 | 0 | 95.719 | 9142 | 305 | 9 | 0 | 9456 | 0.34 | 5.99 | 0 | 0 | 6.33 | 60 | 234 | 0 | 0 | 294 | . | . | . | . | 0 | . | . | . | . | 0 | . | . | . | . | 0 | . | . | . | . | 0 | . | . | . | . | 0 | . | . | . | . | 0 | . | . | . | . | 0 | 0.064 | 0.035 | 0 | 0 | 0.099 | 10 | 5 | 0 | 0 | 15 | . | . | . | . | 0 | 0 | 1.45 | 0 | 0 | 1.45 | 0 | 2 | 0 | 0 | 2 | . | . | . | . | 0 | 73.002 | 25.714 | 4.882 | 0 | 103.598 | 9212 | 546 | 9 | 0 | 9767 | 0 | 0 | 0 | 0 | 0
2024 | 4 | DE | 5070 | Delaware Electric Cooperative | Preliminary | DC | 24.802 | 7.62 | . | . | 32.422 | 2990 | 128 | . | . | 3118 | . | . | . | . | 0 | . | . | . | . | 0 | . | . | . | . | 0 | . | . | . | . | 0 | . | . | . | . | 0 | . | . | . | . | 0 | . | . | . | . | 0 | . | . | . | . | 0 | . | . | . | . | 0 | 0.018 | 0.005 | . | . | 0.023 | 7 | 1 | . | . | 8 | . | . | . | . | 0 | . | . | . | . | 0 | . | . | . | . | 0 | . | . | . | . | 0 | 24.82 | 7.625 | NM | 0 | 32.445 | 2997 | 129 | 0 | 0 | 3126 | 0 | 0 | 0 | 0 | 0
2024 | 4 | DE | 5335 | City of Dover - (DE) | Preliminary | AC | 3.984 | 1.862 | 0 | 0 | 5.846 | 522 | 30 | 0 | 0 | 552 | . | . | . | . | 0 | . | . | . | . | 0 | . | . | . | . | 0 | . | . | . | . | 0 | . | . | . | . | 0 | . | . | . | . | 0 | . | . | . | . | 0 | . | . | . | . | 0 | . | . | . | . | 0 | . | . | . | . | 0 | . | . | . | . | 0 | . | . | . | . | 0 | . | . | . | . | 0 | . | . | . | . | 0 | . | . | . | . | 0 | 3.984 | 1.862 | NM | 0 | 5.846 | 522 | 30 | 0 | 0 | 552 | 0 | 0 | 0 | 0 | 0
2024 | 4 | DE | 13519 | City of Newark - (DE) | Preliminary | AC | 1.578 | 0.261 | 1.458 | 0 | 3.297 | 190 | 13 | 5 | 0 | 208 | . | . | . | . | 0 | . | . | . | . | 0 | . | . | . | . | 0 | . | . | . | . | 0 | . | . | . | . | 0 | . | . | . | . | 0 | . | . | . | . | 0 | . | . | . | . | 0 | . | . | . | . | 0 | . | . | . | . | 0 | . | . | . | . | 0 | . | . | . | . | 0 | . | 0.5 | . | . | 0.5 | . | 1 | . | . | 1 | . | . | . | . | 0 | 1.578 | 0.761 | 1.458 | 0 | 3.797 | 190 | 14 | 5 | 0 | 209 | 0 | 0 | 0 | 0 | 0
2024 | 4 | DE | 99999 | Adjustment 2024 | Preliminary |  | 1.533 | -0.12 | NM | . | 5.512 | . | . | . | . | . | . | . | . | . | 0 | . | . | . | . | . | . | . | . | . | . | . | . | . | . | 0 | . | . | . | . | . | . | . | . | . | . | . | . | . | . | 0 | . | . | . | . | . | . | . | . | . | . | . | . | . | . | . | . | . | . | . | . | . | . | . | . | . | . | . | . | . | . | . | . | . | . | . | . | . | . | . | . | 1.533 | -0.12 | NM | . | 5.512 | . | . | . | . | . | . | . | . | . | .
2024 | 4 | FL | 6452 | Florida Power & Light Co | Preliminary | AC | 907.833 | 66.974 | 32.456 | . | 1007.263 | 98998 | 885 | 718 | . | 100601 | . | . | . | . | 0 | . | . | . | . | 0 | 63797.565 | 2660.515 | 550.566 | . | 67008.646 | . | . | . | . | 0 | . | . | . | . | 0 | . | . | . | . | 0 | . | . | . | . | 0 | . | . | . | . | 0 | . | . | . | . | 0 | 0.019 | 0.019 | 0.042 | . | 0.08 | 6 | 8 | 4 | . | 18 | 0.294 | 0.177 | 0 | . | 0.471 | . | . | 5.949 | . | 5.949 | . | . | 4 | . | 4 | . | . | . | . | 0 | 907.852 | 66.993 | 38.447 | 0 | 1013.292 | 99004 | 893 | 726 | 0 | 100623 | 63797.859 | 2660.692 | 550.566 | 0 | 67009.117
2024 | 4 | FL | 6455 | Duke Energy Florida, LLC | Preliminary | AC | 765.708 | 50.108 | 11.608 | . | 827.424 | 87294 | 851 | 29 | . | 88174 | . | . | . | . | 0 | . | . | . | . | 0 | . | . | . | . | 0 | . | . | . | . | 0 | . | . | . | . | 0 | . | . | . | . | 0 | . | . | . | . | 0 | . | . | . | . | 0 | . | . | . | . | 0 | 0.002 | 0.001 | 0 | . | 0.003 | 1 | 1 | 0 | . | 2 | . | . | . | . | 0 | . | 0.2 | 0.2 | . | 0.4 | . | 1 | 1 | . | 2 | . | . | . | . | 0 | 765.71 | 50.309 | 11.808 | 0 | 827.827 | 87295 | 853 | 30 | 0 | 88178 | 0 | 0 | 0 | 0 | 0
2024 | 4 | FL | 6457 | Florida Public Utilities Co | Preliminary | AC | 2.642 | 1.307 | 0 | 0 | 3.949 | 566 | 10 | 0 | 0 | 576 | 0 | 0 | 0 | 0 | 0 | 0 | 0 | 0 | 0 | 0 | 0 | 0 | 0 | 0 | 0 | 0 | 0 | 0 | 0 | 0 | 0 | 0 | 0 | 0 | 0 | 0 | 0 | 0 | 0 | 0 | 0 | 0 | 0 | 0 | 0 | 0 | 0 | 0 | 0 | 0 | 0 | 0 | 0 | 0 | 0 | 0 | 0 | 0 | 0 | 0 | 0 | 0 | 0 | 0 | 0 | 0 | 0 | 0 | 0 | 0 | 0 | 0 | 0 | 0 | 0 | 0 | 0 | 0 | 0 | 0 | 0 | 0 | 0 | 0 | 0 | 2.642 | 1.307 | NM | 0 | 3.949 | 566 | 10 | 0 | 0 | 576 | 0 | 0 | 0 | 0 | 0
2024 | 4 | FL | 9617 | JEA | Preliminary | DC | 50.048 | 9.555 | . | . | 59.603 | 5737 | 119 | . | . | 5856 | . | . | . | . | 0 | . | . | . | . | 0 | 50.048 | 9.555 | . | . | 59.603 | . | . | . | . | 0 | . | . | . | . | 0 | . | . | . | . | 0 | . | . | . | . | 0 | . | . | . | . | 0 | . | . | . | . | 0 | . | . | . | . | 0 | . | . | . | . | 0 | . | . | . | . | 0 | . | . | . | . | 0 | . | . | . | . | 0 | . | . | . | . | 0 | 50.048 | 9.555 | NM | 0 | 59.603 | 5737 | 119 | 0 | 0 | 5856 | 50.048 | 9.555 | 0 | 0 | 59.603
2024 | 4 | FL | 18454 | Tampa Electric Co | Preliminary | DC | 369.103 | 30.284 | 0.74 | . | 400.127 | 26254 | 277 | 3 | . | 26534 | 30.8 | 1 | . | . | 31.8 | 742 | 46 | . | . | 788 | 21719.86 | 1030.975 | 48.024 | . | 22798.859 | 11.788 | 0.029 | . | . | 11.817 | 1228 | 1 | . | . | 1229 | . | . | . | . | 0 | . | . | . | . | 0 | . | . | . | . | 0 | . | . | . | . | 0 | . | . | . | . | 0 | . | . | . | . | 0 | . | . | . | . | 0 | . | 0.05 | . | . | 0.05 | . | 1 | . | . | 1 | . | . | . | . | 0 | 399.903 | 31.334 | 0.74 | 0 | 431.977 | 26996 | 324 | 3 | 0 | 27323 | 21719.86 | 1030.975 | 48.024 | 0 | 22798.859
2024 | 4 | FL | 99999 | Adjustment 2024 | Preliminary |  | 284.042 | 30.875 | 0.486 | . | 315.403 | . | . | . | . | . | -5.372 | -0.174 | . | . | -5.546 | . | . | . | . | . | . | . | . | . | . | -2.056 | -0.005 | . | . | -2.061 | . | . | . | . | . | . | . | . | . | . | . | . | . | . | 0 | . | . | . | . | . | . | . | . | . | . | . | . | . | . | . | . | . | . | . | . | . | . | . | . | . | . | . | . | . | . | . | . | . | . | . | . | . | . | . | . | 278.671 | 30.701 | 0.486 | . | 309.857 | . | . | . | . | . | . | . | . | . | .
2024 | 4 | GA | 3916 | Cobb Electric Membership Corp | Preliminary | AC | 3.771 | 3.541 | . | . | 7.312 | 581 | 43 | . | . | 624 | . | . | . | . | 0 | . | . | . | . | 0 | 59.394 | 12.991 | . | . | 72.385 | . | 1 | . | . | 1 | . | 1 | . | . | 1 | . | 4 | . | . | 4 | . | . | . | . | 0 | . | . | . | . | 0 | . | . | . | . | 0 | . | . | . | . | 0 | . | . | . | . | 0 | . | . | . | . | 0 | . | . | . | . | 0 | . | . | . | . | 0 | . | . | . | . | 0 | 3.771 | 3.541 | NM | 0 | 7.312 | 581 | 43 | 0 | 0 | 624 | 59.394 | 12.991 | 0 | 0 | 72.385
2024 | 4 | GA | 7140 | Georgia Power Co | Preliminary | AC | 66.791 | 21.642 | 3.403 | . | 91.836 | 10207 | 454 | 36 | . | 10697 | . | . | . | . | 0 | . | . | . | . | 0 | . | . | . | . | 0 | . | . | . | . | 0 | . | . | . | . | 0 | . | . | . | . | 0 | . | . | . | . | 0 | . | . | . | . | 0 | . | . | . | . | 0 | . | . | . | . | 0 | . | . | . | . | 0 | . | . | . | . | 0 | . | . | . | . | 0 | . | . | . | . | 0 | . | . | . | . | 0 | 66.791 | 21.642 | 3.403 | 0 | 91.836 | 10207 | 454 | 36 | 0 | 10697 | 0 | 0 | 0 | 0 | 0
2024 | 4 | GA | 9601 | Jackson Electric Member Corp - (GA) | Preliminary | DC | 8.219 | 5.211 | . | . | 13.43 | 1032 | 31 | . | . | 1063 | . | . | . | . | 0 | . | . | . | . | 0 | 507.035 | 151.972 | . | . | 659.007 | . | . | . | . | 0 | . | . | . | . | 0 | . | . | . | . | 0 | . | . | . | . | 0 | . | . | . | . | 0 | . | . | . | . | 0 | . | . | . | . | 0 | . | . | . | . | 0 | . | . | . | . | 0 | . | . | . | . | 0 | . | . | . | . | 0 | . | . | . | . | 0 | 8.219 | 5.211 | NM | 0 | 13.43 | 1032 | 31 | 0 | 0 | 1063 | 507.035 | 151.972 | 0 | 0 | 659.007
2024 | 4 | GA | 99999 | Adjustment 2024 | Preliminary |  | 42.411 | 8.086 | 2.931 | . | 53.428 | . | . | . | . | . | . | . | . | . | 0 | . | . | . | . | . | . | . | . | . | . | . | . | . | . | 0 | . | . | . | . | . | . | . | . | . | . | . | . | . | . | 0 | . | . | . | . | . | . | . | . | . | . | . | . | . | . | . | . | . | . | . | . | . | . | . | . | . | . | . | . | . | . | . | . | . | . | . | . | . | . | . | . | 42.411 | 8.086 | 2.931 | . | 53.428 | . | . | . | . | . | . | . | . | . | .
2024 | 4 | HI | 8287 | Hawaii Electric Light Co Inc | Preliminary | AC | 78.19 | 22.129 | 1.431 | . | 101.75 | 13847 | 756 | 31 | . | 14634 | . | . | . | . | 0 | . | . | . | . | 0 | . | . | . | . | 0 | 16.326 | 1.231 | 0.003 | . | 17.56 | 2189 | 35 | 1 | . | 2225 | 38.199 | 2.007 | 0 | . | 40.206 | . | . | . | . | 0 | . | . | . | . | 0 | . | . | . | . | 0 | 0.05 | . | 0.167 | . | 0.217 | 15 | . | 3 | . | 18 | . | . | . | . | 0 | . | . | 0.049 | . | 0.049 | . | . | 1 | . | 1 | . | . | . | . | 0 | 78.24 | 22.129 | 1.647 | 0 | 102.016 | 13862 | 756 | 35 | 0 | 14653 | 0 | 0 | 0 | 0 | 0
2024 | 4 | HI | 10071 | Kauai Island Utility Cooperative | Preliminary | AC | 25.59 | 10.954 | 0 | 0 | 36.544 | 5739 | 417 | 0 | 0 | 6156 | 0 | 0 | 0 | 0 | 0 | 0 | 0 | 0 | 0 | 0 | 1677.955 | 440.272 | 0 | 0 | 2118.227 | 13.474 | 1.749 | 0 | 0 | 15.223 | 1873 | 41 | 0 | 0 | 1914 | 34.79 | 4.411 | 0 | 0 | 39.201 | . | . | . | . | 0 | . | . | . | . | 0 | . | . | . | . | 0 | 0.01 | 0.001 | 0 | 0 | 0.011 | 6 | 1 | 0 | 0 | 7 | 0.325 | 0 | 0 | 0 | 0.325 | 0 | 0 | 0 | 0 | 0 | 0 | 0 | 0 | 0 | 0 | 0 | 0 | 0 | 0 | 0 | 25.6 | 10.955 | NM | 0 | 36.555 | 5745 | 418 | 0 | 0 | 6163 | 1678.28 | 440.272 | 0 | 0 | 2118.552
2024 | 4 | HI | 11843 | Maui Electric Co Ltd | Preliminary | AC | 82.104 | 31.132 | . | . | 113.236 | 13420 | 1069 | . | . | 14489 | . | . | . | . | 0 | . | . | . | . | 0 | . | . | . | . | 0 | 15.103 | 1.435 | . | . | 16.538 | 1706 | 44 | . | . | 1750 | 39.696 | 3.746 | . | . | 43.442 | . | . | . | . | 0 | . | . | . | . | 0 | . | . | . | . | 0 | 0.021 | 0.057 | . | . | 0.078 | 7 | 5 | . | . | 12 | . | . | . | . | 0 | . | . | . | . | 0 | . | . | . | . | 0 | . | . | . | . | 0 | 82.125 | 31.189 | NM | 0 | 113.314 | 13427 | 1074 | 0 | 0 | 14501 | 0 | 0 | 0 | 0 | 0
2024 | 4 | HI | 19547 | Hawaiian Electric Co Inc | Preliminary | AC | 324.482 | 66.747 | . | . | 391.229 | 62647 | 1800 | . | . | 64447 | . | . | . | . | 0 | . | . | . | . | 0 | . | . | . | . | 0 | 84.183 | 0.781 | . | . | 84.964 | 10730 | 34 | . | . | 10764 | 222.161 | 2.64 | . | . | 224.801 | . | . | . | . | 0 | . | . | . | . | 0 | . | . | . | . | 0 | 0.001 | 0.024 | . | . | 0.025 | 1 | 3 | . | . | 4 | . | . | . | . | 0 | . | . | . | . | 0 | . | . | . | . | 0 | . | . | . | . | 0 | 324.483 | 66.771 | NM | 0 | 391.254 | 62648 | 1803 | 0 | 0 | 64451 | 0 | 0 | 0 | 0 | 0
2024 | 4 | HI | 99999 | Adjustment 2024 | Preliminary |  | . | . | . | . | . | . | . | . | . | . | . | . | . | . | . | . | . | . | . | . | . | . | . | . | . | . | . | . | . | . | . | . | . | . | . | . | . | . | . | . | . | . | . | . | . | . | . | . | . | . | . | . | . | . | . | . | . | . | . | . | . | . | . | . | . | . | . | . | . | . | . | . | . | . | . | . | . | . | . | . | . | . | . | . | . | . | . | . | . | . | . | . | . | . | . | . | . | . | . | .
2024 | 4 | IA | 9417 | Interstate Power and Light Co | Preliminary | AC | 73.825 | 101.262 | 1.693 | . | 176.78 | 8952 | 2895 | 14 | . | 11861 | . | . | . | . | 0 | . | . | . | . | 0 | . | . | . | . | 0 | . | . | . | . | 0 | . | . | . | . | 0 | . | . | . | . | 0 | . | . | . | . | 0 | . | . | . | . | 0 | . | . | . | . | 0 | 0.304 | 3.907 | 0.01 | . | 4.221 | 41 | 61 | 1 | . | 103 | . | . | . | . | 0 | . | 0.4 | . | . | 0.4 | . | 1 | . | . | 1 | . | . | . | . | 0 | 74.129 | 105.569 | 1.703 | 0 | 181.401 | 8993 | 2957 | 15 | 0 | 11965 | 0 | 0 | 0 | 0 | 0
2024 | 4 | IA | 12341 | MidAmerican Energy Co | Preliminary | AC | 34.132 | 24.175 | 7.127 | . | 65.434 | 4146 | 525 | 27 | . | 4698 | . | . | . | . | 0 | . | . | . | . | 0 | 2301.853 | 845.49 | 98.016 | . | 3245.359 | . | . | . | . | 0 | . | . | . | . | 0 | . | . | . | . | 0 | . | . | . | . | 0 | . | . | . | . | 0 | . | . | . | . | 0 | 0.433 | 0.75 | 0.114 | . | 1.297 | 43 | 18 | 2 | . | 63 | 12.62 | 5.444 | 0 | . | 18.064 | . | . | 2 | . | 2 | . | . | 1 | . | 1 | . | . | 0 | . | 0 | 34.565 | 24.925 | 9.241 | 0 | 68.731 | 4189 | 543 | 30 | 0 | 4762 | 2314.473 | 850.934 | 98.016 | 0 | 3263.423
2024 | 4 | IA | 99999 | Adjustment 2024 | Preliminary |  | 24.417 | 14.223 | 0.064 | . | 38.704 | . | . | . | . | . | . | . | . | . | . | . | . | . | . | . | . | . | . | . | . | . | . | . | . | . | . | . | . | . | . | . | . | . | . | . | . | . | . | . | . | . | . | . | . | . | . | . | . | . | . | . | . | . | . | . | . | . | . | . | . | . | . | . | . | . | . | . | . | . | . | . | . | . | . | . | . | . | . | . | . | 24.417 | 14.223 | 0.064 | . | 38.704 | . | . | . | . | . | . | . | . | . | .
2024 | 4 | ID | 9187 | City of Idaho Falls - (ID) | Preliminary | AC | 1.163 | 0.09 | 0 | 0 | 1.253 | 159 | 5 | 0 | 0 | 164 | 0 | 0 | 0 | 0 | 0 | 0 | 0 | 0 | 0 | 0 | 5.031 | 0 | 0 | 0 | 5.031 | 0 | 0 | 0 | 0 | 0 | 0 | 0 | 0 | 0 | 0 | 0 | 0 | 0 | 0 | 0 | 0 | 0 | 0 | 0 | 0 | 0 | 0 | 0 | 0 | 0 | 0 | 0 | 0 | 0 | 0 | 0 | 0 | 0 | 0 | 0 | 0 | 0 | 0 | 0 | 0 | 0 | 0 | 0 | 0 | 0 | 0 | 0 | 0 | 0 | 0 | 0 | 0 | 0 | 0 | 0 | 0 | 0 | 0 | 0 | 0 | 1.163 | 0.09 | NM | 0 | 1.253 | 159 | 5 | 0 | 0 | 164 | 5.031 | 0 | 0 | 0 | 5.031
2024 | 4 | ID | 9191 | Idaho Power Co | Preliminary | DC | 131.363 | 8.475 | 20.805 | 0 | 160.643 | 17210 | 303 | 225 | 0 | 17738 | . | . | . | . | 0 | . | . | . | . | 0 | . | . | . | . | 0 | . | . | . | . | 0 | . | . | . | . | 0 | . | . | . | . | 0 | . | . | . | . | 0 | . | . | . | . | 0 | . | . | . | . | 0 | 0.103 | . | . | . | 0.103 | 23 | . | . | . | 23 | . | . | . | . | 0 | 0.076 | 0.085 | . | . | 0.161 | 7 | 4 | . | . | 11 | . | . | . | . | 0 | 131.542 | 8.56 | 20.805 | 0 | 160.907 | 17240 | 307 | 225 | 0 | 17772 | 0 | 0 | 0 | 0 | 0
2024 | 4 | ID | 10454 | Kootenai Electric Cooperative | Preliminary | DC | 1.443 | . | . | . | 1.443 | 195 | . | . | . | 195 | 0.052 | . | . | . | 0.052 | 55 | . | . | . | 55 | . | . | . | . | 0 | . | . | . | . | 0 | . | . | . | . | 0 | . | . | . | . | 0 | . | . | . | . | 0 | . | . | . | . | 0 | . | . | . | . | 0 | 0.018 | . | . | . | 0.018 | 5 | . | . | . | 5 | . | . | . | . | 0 | . | . | . | . | 0 | . | . | . | . | 0 | . | . | . | . | 0 | 1.513 | NM | NM | 0 | 1.513 | 255 | 0 | 0 | 0 | 255 | 0 | 0 | 0 | 0 | 0
2024 | 4 | ID | 11273 | Lower Valley Energy Inc | Preliminary | AC | 0.022 | . | . | . | 0.022 | 2 | . | . | . | 2 | . | . | . | . | 0 | . | . | . | . | 0 | . | . | . | . | 0 | . | . | . | . | 0 | . | . | . | . | 0 | . | . | . | . | 0 | . | . | . | . | 0 | . | . | . | . | 0 | . | . | . | . | 0 | 0.002 | . | . | . | 0.002 | 1 | . | . | . | 1 | . | . | . | . | 0 | . | . | . | . | 0 | . | . | . | . | 0 | . | . | . | . | 0 | 0.024 | NM | NM | 0 | 0.024 | 3 | 0 | 0 | 0 | 3 | 0 | 0 | 0 | 0 | 0
2024 | 4 | ID | 14354 | PacifiCorp | Preliminary | DC | 22.064 | 1.273 | 0.687 | 0 | 24.024 | 2640 | 65 | 11 | 0 | 2716 | . | . | . | . | 0 | . | . | . | . | 0 | . | . | . | . | 0 | 3.18 | 0.031 | 0 | 0 | 3.211 | 338 | 2 | 0 | 0 | 340 | 4.206 | 0.062 | 0 | 0 | 4.268 | . | . | . | . | 0 | . | . | . | . | 0 | . | . | . | . | 0 | 0.222 | 0.057 | 0 | 0 | 0.279 | 65 | 8 | 0 | 0 | 73 | . | . | . | . | 0 | 0.008 | 0 | 0 | 0 | 0.008 | 2 | 0 | 0 | 0 | 2 | . | . | . | . | 0 | 22.294 | 1.33 | 0.687 | 0 | 24.311 | 2707 | 73 | 11 | 0 | 2791 | 0 | 0 | 0 | 0 | 0
2024 | 4 | ID | 20169 | Avista Corp | Preliminary | AC | 3.691 | 0.629 | . | . | 4.32 | 574 | 30 | . | . | 604 | . | . | . | . | 0 | . | . | . | . | 0 | . | . | . | . | 0 | . | . | . | . | 0 | . | . | . | . | 0 | . | . | . | . | 0 | . | . | . | . | 0 | . | . | . | . | 0 | . | . | . | . | 0 | 0.013 | 0.002 | . | . | 0.015 | 5 | 1 | . | . | 6 | . | . | . | . | 0 | 0.014 | 0.065 | . | . | 0.079 | 3 | 1 | . | . | 4 | . | . | . | . | 0 | 3.718 | 0.696 | NM | 0 | 4.414 | 582 | 32 | 0 | 0 | 614 | 0 | 0 | 0 | 0 | 0
2024 | 4 | ID | 99999 | Adjustment 2024 | Preliminary |  | -24.954 | -1.32 | -3.748 | 0 | -30.023 | . | . | . | . | . | -0.009 | . | . | . | -0.009 | . | . | . | . | . | . | . | . | . | . | -0.555 | -0.005 | 0 | 0 | -0.56 | . | . | . | . | . | . | . | . | . | . | . | . | . | . | 0 | . | . | . | . | . | . | . | . | . | . | . | . | . | . | . | . | . | . | . | . | . | . | . | . | . | . | . | . | . | . | . | . | . | . | . | . | . | . | . | . | -24.963 | -1.32 | -3.748 | 0 | -30.032 | . | . | . | . | . | . | . | . | . | .
2024 | 4 | IL | 4110 | Commonwealth Edison Co | Preliminary | AC | 395.7 | 219.31 | . | . | 615.01 | 54868 | 1317 | . | . | 56185 | 89.91 | 83.93 | . | . | 173.84 | 19742 | 4314 | . | . | 24056 | . | . | . | . | 0 | . | . | . | . | 0 | . | . | . | . | 0 | . | . | . | . | 0 | . | . | . | . | 0 | . | . | . | . | 0 | . | . | . | . | 0 | 0.18 | 2.42 | . | . | 2.6 | 32 | 12 | . | . | 44 | . | . | . | . | 0 | . | 0.38 | . | . | 0.38 | . | 1 | . | . | 1 | . | . | . | . | 0 | 485.79 | 306.04 | NM | 0 | 791.83 | 74642 | 5644 | 0 | 0 | 80286 | 0 | 0 | 0 | 0 | 0
2024 | 4 | IL | 12341 | MidAmerican Energy Co | Preliminary | AC | 3.704 | 5.267 | 2.18 | . | 11.151 | 440 | 86 | 4 | . | 530 | . | . | . | . | 0 | . | . | . | . | 0 | 86.75 | 61.962 | . | . | 148.712 | . | . | . | . | 0 | . | . | . | . | 0 | . | . | . | . | 0 | . | . | . | . | 0 | . | . | . | . | 0 | . | . | . | . | 0 | 0.002 | 0.62 | . | . | 0.622 | 1 | 2 | . | . | 3 | . | . | . | . | 0 | . | . | . | . | 0 | . | . | . | . | 0 | . | . | . | . | 0 | 3.706 | 5.887 | 2.18 | 0 | 11.773 | 441 | 88 | 4 | 0 | 533 | 86.75 | 61.962 | 0 | 0 | 148.712
2024 | 4 | IL | 13032 | Mt Carmel Public Utility Co | Preliminary | AC | 0.493 | 0.171 | . | . | 0.664 | 44 | 8 | . | . | 52 | . | . | . | . | 0 | . | . | . | . | 0 | 45.275 | 11.094 | . | . | 56.369 | . | . | . | . | 0 | . | . | . | . | 0 | . | . | . | . | 0 | . | . | . | . | 0 | . | . | . | . | 0 | . | . | . | . | 0 | . | . | . | . | 0 | . | . | . | . | 0 | . | . | . | . | 0 | . | . | . | . | 0 | . | . | . | . | 0 | . | . | . | . | 0 | 0.493 | 0.171 | NM | 0 | 0.664 | 44 | 8 | 0 | 0 | 52 | 45.275 | 11.094 | 0 | 0 | 56.369
2024 | 4 | IL | 56697 | Ameren Illinois Company | Preliminary | DC | 196.314 | 164.859 | . | . | 361.173 | 20013 | 2150 | . | . | 22163 | 39.2 | 65.268 | . | . | 104.468 | 7399 | 1809 | . | . | 9208 | . | . | . | . | 0 | . | . | . | . | 0 | . | . | . | . | 0 | . | . | . | . | 0 | . | . | . | . | 0 | . | . | . | . | 0 | . | . | . | . | 0 | 0.353 | 0.126 | . | . | 0.479 | 73 | 20 | . | . | 93 | . | . | . | . | 0 | . | . | . | . | 0 | . | . | . | . | 0 | . | . | . | . | 0 | 235.867 | 230.253 | NM | 0 | 466.12 | 27485 | 3979 | 0 | 0 | 31464 | 0 | 0 | 0 | 0 | 0
2024 | 4 | IL | 99999 | Adjustment 2024 | Preliminary |  | 18.402 | -12.908 | 0.806 | . | 6.299 | . | . | . | . | . | -6.836 | -11.383 | . | . | -18.219 | . | . | . | . | . | . | . | . | . | . | . | . | . | . | 0 | . | . | . | . | . | . | . | . | . | . | . | . | . | . | 0 | . | . | . | . | . | . | . | . | . | . | . | . | . | . | . | . | . | . | . | . | . | . | . | . | . | . | . | . | . | . | . | . | . | . | . | . | . | . | . | . | 11.565 | -24.291 | 0.806 | . | -11.92 | . | . | . | . | . | . | . | . | . | .
2024 | 4 | IN | 9273 | Indianapolis Power & Light Co | Preliminary | AC | 7.429 | 5.219 | . | . | 12.648 | 1019 | 89 | . | . | 1108 | . | . | . | . | 0 | . | . | . | . | 0 | . | . | . | . | 0 | . | . | . | . | 0 | . | . | . | . | 0 | . | . | . | . | 0 | . | . | . | . | 0 | . | . | . | . | 0 | . | . | . | . | 0 | . | 0.05 | . | . | 0.05 | . | 1 | . | . | 1 | . | . | . | . | 0 | . | . | . | . | 0 | . | . | . | . | 0 | . | . | . | . | 0 | 7.429 | 5.269 | NM | 0 | 12.698 | 1019 | 90 | 0 | 0 | 1109 | 0 | 0 | 0 | 0 | 0
2024 | 4 | IN | 9324 | Indiana Michigan Power Co | Preliminary | AC | 13.486 | 17.862 | 5.096 | . | 36.444 | 1530 | 229 | 21 | . | 1780 | . | . | . | . | 0 | . | . | . | . | 0 | 1031.459 | 1149.58 | 277.066 | . | 2458.105 | 1.532 | . | 0.05 | . | 1.582 | 320 | . | 1 | . | 321 | 3.743 | . | 0.038 | . | 3.781 | . | . | . | . | 0 | . | . | . | . | 0 | . | . | . | . | 0 | 0.095 | 0.025 | 0.01 | . | 0.13 | 23 | 6 | 1 | . | 30 | 1.859 | 0 | 0 | . | 1.859 | . | 0.24 | . | . | 0.24 | . | 1 | . | . | 1 | . | 0 | . | . | 0 | 13.581 | 18.127 | 5.106 | 0 | 36.814 | 1553 | 236 | 22 | 0 | 1811 | 1033.318 | 1149.58 | 277.066 | 0 | 2459.964
2024 | 4 | IN | 13756 | Northern Indiana Pub Serv Co | Preliminary | AC | 12.381 | 46.103 | . | . | 58.484 | 1342 | 181 | . | . | 1523 | . | . | . | . | 0 | . | . | . | . | 0 | 856.602 | 3205.442 | . | . | 4062.044 | . | . | . | . | 0 | . | . | . | . | 0 | . | . | . | . | 0 | . | . | . | . | 0 | . | . | . | . | 0 | . | . | . | . | 0 | 0.095 | 1.822 | . | . | 1.917 | 21 | 7 | . | . | 28 | 1.301 | 152 | . | . | 153.301 | . | . | . | . | 0 | . | . | . | . | 0 | . | . | . | . | 0 | 12.476 | 47.925 | NM | 0 | 60.401 | 1363 | 188 | 0 | 0 | 1551 | 857.903 | 3357.442 | 0 | 0 | 4215.345
2024 | 4 | IN | 15470 | Duke Energy Indiana, LLC | Preliminary | AC | 31 | 52.234 | 4.299 | . | 87.533 | 3855 | 458 | 9 | . | 4322 | . | . | . | . | 0 | . | . | . | . | 0 | . | . | . | . | 0 | . | . | . | . | 0 | . | . | . | . | 0 | . | . | . | . | 0 | . | . | . | . | 0 | . | . | . | . | 0 | . | . | . | . | 0 | 0.061 | 2.13 | 0 | 0 | 2.191 | 22 | 10 | 0 | . | 32 | . | . | . | . | 0 | . | . | . | . | 0 | . | . | . | . | 0 | . | . | . | . | 0 | 31.061 | 54.364 | 4.299 | 0 | 89.724 | 3877 | 468 | 9 | 0 | 4354 | 0 | 0 | 0 | 0 | 0
2024 | 4 | IN | 17633 | Southern Indiana Gas & Elec Co | Preliminary | AC | 8.916 | 11.101 | . | . | 20.017 | 838 | 126 | . | . | 964 | . | . | . | . | 0 | . | . | . | . | 0 | . | . | . | . | 0 | . | . | . | . | 0 | . | . | . | . | 0 | . | . | . | . | 0 | . | . | . | . | 0 | . | . | . | . | 0 | . | . | . | . | 0 | 0.002 | 0.002 | . | . | 0.004 | 1 | 1 | . | . | 2 | . | . | . | . | 0 | . | . | . | . | 0 | . | . | . | . | 0 | . | . | . | . | 0 | 8.918 | 11.103 | NM | 0 | 20.021 | 839 | 127 | 0 | 0 | 966 | 0 | 0 | 0 | 0 | 0
2024 | 4 | IN | 99999 | Adjustment 2024 | Preliminary |  | 25.296 | 1.739 | 2.108 | . | 29.143 | . | . | . | . | . | . | . | . | . | . | . | . | . | . | . | . | . | . | . | . | . | . | . | . | . | . | . | . | . | . | . | . | . | . | . | . | . | . | . | . | . | . | . | . | . | . | . | . | . | . | . | . | . | . | . | . | . | . | . | . | . | . | . | . | . | . | . | . | . | . | . | . | . | . | . | . | . | . | . | . | 25.296 | 1.739 | 2.108 | . | 29.143 | . | . | . | . | . | . | . | . | . | .
2024 | 4 | KS | 5860 | Empire District Electric Co | Preliminary | AC | 1.107 | 0.274 | 0.06 | . | 1.441 | 108 | 12 | 2 | . | 122 | . | . | . | . | 0 | . | . | . | . | 0 | 12.774 | 8.016 | 0 | . | 211.454 | . | . | . | . | 0 | . | . | . | . | 0 | . | . | . | . | 0 | . | . | . | . | 0 | . | . | . | . | 0 | . | . | . | . | 0 | . | . | . | . | 0 | . | . | . | . | 0 | . | . | . | . | 0 | . | . | . | . | 0 | . | . | . | . | 0 | . | . | . | . | 0 | 1.107 | 0.274 | 0.06 | 0 | 1.441 | 108 | 12 | 2 | 0 | 122 | 12.774 | 8.016 | 0 | 0 | 20.79
2024 | 4 | KS | 9996 | City of Kansas City - (KS) | Preliminary | AC | 1.965 | 1.062 | 0 | 0 | 3.027 | 293 | 20 | 0 | 0 | 313 | 0.023 | 0.402 | 0 | 0 | 0.425 | 23 | 3 | 0 | 0 | 26 | 177.887 | 23.906 | 0 | 0 | 201.793 | . | . | . | . | 0 | . | . | . | . | 0 | . | . | . | . | 0 | . | . | . | . | 0 | . | . | . | . | 0 | . | . | . | . | 0 | . | . | . | . | 0 | . | . | . | . | 0 | . | . | . | . | 0 | . | . | . | . | 0 | . | . | . | . | 0 | . | . | . | . | 0 | 1.988 | 1.464 | NM | 0 | 3.452 | 316 | 23 | 0 | 0 | 339 | 177.887 | 23.906 | 0 | 0 | 201.793
2024 | 4 | KS | 10000 | Evergy Metro | Preliminary | DC | 12.067 | 4.159 | 0.439 | . | 16.665 | 1364 | 97 | 6 | . | 1467 | 1.902 | 0.007 | . | . | 1.909 | 502 | 1 | . | . | 503 | 919.941 | 180.259 | 19.64 | . | 1119.84 | . | . | . | . | 0 | . | . | . | . | 0 | . | . | . | . | 0 | . | . | . | . | 0 | . | . | . | . | 0 | . | . | . | . | 0 | 0.01 | 0.022 | . | . | 0.032 | 3 | 3 | . | . | 6 | 0.825 | 2.737 | . | . | 3.562 | . | . | . | . | 0 | . | . | . | . | 0 | . | . | . | . | 0 | 13.979 | 4.188 | 0.439 | 0 | 18.606 | 1869 | 101 | 6 | 0 | 1976 | 920.766 | 182.996 | 19.64 | 0 | 1123.402
2024 | 4 | KS | 10005 | Evergy Kansas South, Inc | Preliminary | AC | 19.41 | 4.277 | 0.175 | . | 23.862 | 2462 | 84 | 6 | . | 2552 | 0.345 | 0.198 | . | . | 0.543 | 199 | 8 | . | . | 207 | 1653.595 | 220.476 | 5.812 | . | 1879.883 | . | . | . | . | 0 | . | . | . | . | 0 | . | . | . | . | 0 | . | . | . | . | 0 | . | . | . | . | 0 | . | . | . | . | 0 | 0.032 | 0.002 | . | . | 0.034 | 9 | 1 | . | . | 10 | 2.688 | 0 | . | . | 2.688 | 0.02 | . | . | . | 0.02 | 3 | . | . | . | 3 | 1.518 | . | . | . | 1.518 | 19.807 | 4.477 | 0.175 | 0 | 24.459 | 2673 | 93 | 6 | 0 | 2772 | 1657.801 | 220.476 | 5.812 | 0 | 1884.089
2024 | 4 | KS | 22500 | Evergy Kansas Central, Inc | Preliminary | AC | 21.806 | 6.734 | 0.759 | . | 29.299 | 2628 | 176 | 5 | . | 2809 | 0.468 | 0.018 | . | . | 0.486 | 314 | 4 | . | . | 318 | 1777.077 | 275.449 | 11.389 | . | 2063.915 | . | . | . | . | 0 | . | . | . | . | 0 | . | . | . | . | 0 | . | . | . | . | 0 | . | . | . | . | 0 | . | . | . | . | 0 | 0.085 | 0.359 | . | . | 0.444 | 15 | 11 | . | . | 26 | 3.833 | 4.068 | . | . | 7.901 | 0.008 | 0.01 | . | . | 0.018 | 3 | 1 | . | . | 4 | 0.51 | 0 | . | . | 0.51 | 22.367 | 7.121 | 0.759 | 0 | 30.247 | 2960 | 192 | 5 | 0 | 3157 | 1781.42 | 279.517 | 11.389 | 0 | 2072.326
2024 | 4 | KS | 99999 | Adjustment 2024 | Preliminary |  | 6.876 | 0.834 | -0.077 | . | 7.633 | . | . | . | . | . | -0.332 | -0.001 | . | . | -0.333 | . | . | . | . | . | . | . | . | . | . | . | . | . | . | 0 | . | . | . | . | . | . | . | . | . | . | . | . | . | . | 0 | . | . | . | . | . | . | . | . | . | . | . | . | . | . | . | . | . | . | . | . | . | . | . | . | . | . | . | . | . | . | . | . | . | . | . | . | . | . | . | . | 6.544 | 0.832 | -0.077 | . | 7.3 | . | . | . | . | . | . | . | . | . | .
2024 | 4 | KY | 9964 | Kenergy Corp | Preliminary | AC | 4.725 | 1.167 | 0 | 0 | 5.892 | 425 | 54 | 0 | 0 | 479 | . | . | . | . | 0 | . | . | . | . | 0 | . | . | . | . | 0 | . | . | . | . | 0 | . | . | . | . | 0 | . | . | . | . | 0 | . | . | . | . | 0 | . | . | . | . | 0 | . | . | . | . | 0 | . | . | . | . | 0 | . | . | . | . | 0 | . | . | . | . | 0 | . | . | . | . | 0 | . | . | . | . | 0 | . | . | . | . | 0 | 4.725 | 1.167 | NM | 0 | 5.892 | 425 | 54 | 0 | 0 | 479 | 0 | 0 | 0 | 0 | 0
2024 | 4 | KY | 10171 | Kentucky Utilities Co | Preliminary | DC | 19.619 | 3.837 | 0.07 | 0 | 23.526 | 2226 | 220 | 3 | 0 | 2449 | 0 | 0 | 0 | 0 | 0 | 0 | 0 | 0 | 0 | 0 | 1060.354 | 174.74 | 2.36 | 0 | 1237.454 | 1.075 | 0.057 | 0 | 0 | 1.132 | 167 | 5 | 0 | 0 | 172 | 0 | 0 | 0 | 0 | 0 | . | . | . | . | 0 | . | . | . | . | 0 | . | . | . | . | 0 | 0.009 | 0.002 | 0 | 0 | 0.011 | 4 | 1 | 0 | 0 | 5 | 0 | 0.008 | 0 | 0 | 0.008 | . | . | 0.05 | . | 0.05 | . | . | 1 | . | 1 | . | . | 0 | . | 0 | 19.628 | 3.839 | 0.12 | 0 | 23.587 | 2230 | 221 | 4 | 0 | 2455 | 1060.354 | 174.748 | 2.36 | 0 | 1237.462
2024 | 4 | KY | 11249 | Louisville Gas & Electric Co | Preliminary | DC | 20.781 | 1.576 | 0.05 | . | 22.407 | 2687 | 79 | 1 | . | 2767 | . | . | . | . | 0 | . | . | . | . | 0 | 1063.017 | 48.149 | 2.603 | . | 1113.769 | 0.646 | 0.02 | . | . | 0.666 | 93 | 2 | . | . | 95 | . | . | . | . | 0 | . | . | . | . | 0 | . | . | . | . | 0 | . | . | . | . | 0 | 0.008 | 0.006 | . | . | 0.014 | 3 | 2 | . | . | 5 | 0.039 | 0.087 | . | . | 0.126 | . | . | . | . | 0 | . | . | . | . | 0 | . | . | . | . | 0 | 20.789 | 1.582 | 0.05 | 0 | 22.421 | 2690 | 81 | 1 | 0 | 2772 | 1063.056 | 48.236 | 2.603 | 0 | 1113.895
2024 | 4 | KY | 17564 | South Kentucky Rural E C C | Preliminary | AC | 1.329 | 0.133 | 0.073 | . | 1.535 | 148 | 9 | 2 | . | 159 | . | . | . | . | 0 | . | . | . | . | 0 | 91.804 | 19.222 | 4.713 | . | 115.739 | . | . | . | . | 0 | . | . | . | . | 0 | . | . | . | . | 0 | . | . | . | . | 0 | . | . | . | . | 0 | . | . | . | . | 0 | . | . | . | . | 0 | . | . | . | . | 0 | . | . | . | . | 0 | . | . | . | . | 0 | . | . | . | . | 0 | . | . | . | . | 0 | 1.329 | 0.133 | 0.073 | 0 | 1.535 | 148 | 9 | 2 | 0 | 159 | 91.804 | 19.222 | 4.713 | 0 | 115.739
2024 | 4 | KY | 19446 | Duke Energy Kentucky | Preliminary | AC | 5.567 | 1.287 | 0.017 | 0 | 6.871 | 809 | 20 | 2 | 0 | 831 | . | . | . | . | 0 | . | . | . | . | 0 | . | . | . | . | 0 | . | . | . | . | 0 | . | . | . | . | 0 | . | . | . | . | 0 | . | . | . | . | 0 | . | . | . | . | 0 | . | . | . | . | 0 | 0 | 0 | 0 | 0 | 0 | 0 | 0 | 0 | 0 | 0 | . | . | . | . | 0 | . | . | . | . | 0 | . | . | . | . | 0 | . | . | . | . | 0 | 5.567 | 1.287 | 0.017 | 0 | 6.871 | 809 | 20 | 2 | 0 | 831 | 0 | 0 | 0 | 0 | 0
2024 | 4 | KY | 22053 | Kentucky Power Co | Preliminary | AC | 2.538 | 0.879 | 0.03 | . | 3.447 | 271 | 32 | 1 | . | 304 | . | . | . | . | 0 | . | . | . | . | 0 | 181.866 | 23.702 | . | . | 205.568 | 0.286 | . | 0.01 | . | 0.296 | 53 | . | 1 | . | 54 | 0.755 | . | 0.01 | . | 0.765 | . | . | . | . | 0 | . | . | . | . | 0 | . | . | . | . | 0 | . | . | . | . | 0 | . | . | . | . | 0 | . | . | . | . | 0 | . | . | . | . | 0 | . | . | . | . | 0 | . | . | . | . | 0 | 2.538 | 0.879 | 0.03 | 0 | 3.447 | 271 | 32 | 1 | 0 | 304 | 181.866 | 23.702 | 0 | 0 | 205.568
2024 | 4 | KY | 49998 | City of Berea Municipal Utility | Preliminary | AC | 0.126 | 0.261 | 0 | 0 | 0.387 | 23 | 8 | 0 | 0 | 31 | 0 | 0 | 0 | 0 | 0 | 0 | 0 | 0 | 0 | 0 | 8.85 | 2.106 | 0 | 0 | 10.956 | 0 | 0 | 0 | 0 | 0 | 0 | 0 | 0 | 0 | 0 | 0 | 0 | 0 | 0 | 0 | 0 | 0 | 0 | 0 | 0 | 0 | 0 | 0 | 0 | 0 | 0 | 0 | 0 | 0 | 0 | 0 | 0 | 0 | 0 | 0 | 0 | 0 | 0 | 0 | 0 | 0 | 0 | 0 | 0 | 0 | 0 | 0 | 0 | 0 | 0 | 0 | 0 | 0 | 0 | 0 | 0 | 0 | 0 | 0 | 0 | 0.126 | 0.261 | NM | 0 | 0.387 | 23 | 8 | 0 | 0 | 31 | 8.85 | 2.106 | 0 | 0 | 10.956
2024 | 4 | KY | 99999 | Adjustment 2024 | Preliminary |  | 20.87 | 2.525 | -0.021 | 0 | 23.374 | . | . | . | . | . | 0 | 0 | 0 | 0 | 0 | . | . | . | . | . | . | . | . | . | . | -0.3 | -0.013 | 0 | 0 | -0.314 | . | . | . | . | . | . | . | . | . | . | . | . | . | . | 0 | . | . | . | . | . | . | . | . | . | . | . | . | . | . | . | . | . | . | . | . | . | . | . | . | . | . | . | . | . | . | . | . | . | . | . | . | . | . | . | . | 20.87 | 2.525 | -0.021 | 0 | 23.374 | . | . | . | . | . | . | . | . | . | .
2024 | 4 | LA | 3265 | Cleco Power LLC | Preliminary | AC | 24.947 | 1.83 | 0 | 0 | 26.777 | 4158 | 139 | 0 | 0 | 4297 | . | . | . | . | 0 | . | . | . | . | 0 | . | . | . | . | 0 | . | . | . | . | 0 | . | . | . | . | 0 | . | . | . | . | 0 | . | . | . | . | 0 | . | . | . | . | 0 | . | . | . | . | 0 | 0.01 | . | . | . | 0.01 | 4 | . | . | . | 4 | . | . | . | . | 0 | . | . | . | . | 0 | . | . | . | . | 0 | . | . | . | . | 0 | 24.957 | 1.83 | NM | 0 | 26.787 | 4162 | 139 | 0 | 0 | 4301 | 0 | 0 | 0 | 0 | 0
2024 | 4 | LA | 11241 | Entergy Louisiana LLC | Preliminary | DC | 86.364 | 7.462 | 0.097 | 0 | 93.923 | 13889 | 594 | 5 | 0 | 14488 | . | . | . | . | 0 | . | . | . | . | 0 | . | . | . | . | 0 | . | . | . | . | 0 | . | . | . | . | 0 | . | . | . | . | 0 | . | . | . | . | 0 | . | . | . | . | 0 | . | . | . | . | 0 | 0 | 0 | 0 | . | 0 | 0 | 0 | 0 | . | 0 | . | . | . | . | 0 | 0 | 0 | 0 | . | 0 | 0 | 0 | 0 | . | 0 | . | . | . | . | 0 | 86.364 | 7.462 | 0.097 | 0 | 93.923 | 13889 | 594 | 5 | 0 | 14488 | 0 | 0 | 0 | 0 | 0
2024 | 4 | LA | 13478 | Entergy New Orleans, LLC | Preliminary | DC | 56.052 | 2.193 | 0 | . | 58.245 | 9670 | 84 | 0 | . | 9754 | . | . | . | . | 0 | . | . | . | . | 0 | . | . | . | . | 0 | . | . | . | . | 0 | . | . | . | . | 0 | . | . | . | . | 0 | . | . | . | . | 0 | . | . | . | . | 0 | . | . | . | . | 0 | 0 | 0 | 0 | . | 0 | 0 | 0 | 0 | . | 0 | . | . | . | . | 0 | 0 | 0 | 0 | . | 0 | 0 | 0 | 0 | . | 0 | . | . | . | . | 0 | 56.052 | 2.193 | NM | 0 | 58.245 | 9670 | 84 | 0 | 0 | 9754 | 0 | 0 | 0 | 0 | 0
2024 | 4 | LA | 17698 | Southwestern Electric Power Co | Preliminary | AC | 7.852 | 1.591 | 0.006 | . | 9.449 | 1389 | 103 | 1 | . | 1493 | . | . | . | . | 0 | . | . | . | . | 0 | 299.223 | 7.695 | 0.363 | . | 307.281 | 0.019 | . | . | . | 0.019 | 2 | . | . | . | 2 | 0.158 | . | . | . | 0.158 | . | . | . | . | 0 | . | . | . | . | 0 | . | . | . | . | 0 | . | . | . | . | 0 | . | . | . | . | 0 | . | . | . | . | 0 | . | . | . | . | 0 | . | . | . | . | 0 | . | . | . | . | 0 | 7.852 | 1.591 | 0.006 | 0 | 9.449 | 1389 | 103 | 1 | 0 | 1493 | 299.223 | 7.695 | 0.363 | 0 | 307.281
2024 | 4 | LA | 99999 | Adjustment 2024 | Preliminary |  | 7.348 | 0.494 | -0.017 | 0 | 7.825 | . | . | . | . | . | . | . | . | . | 0 | . | . | . | . | . | . | . | . | . | . | . | . | . | . | 0 | . | . | . | . | . | . | . | . | . | . | . | . | . | . | 0 | . | . | . | . | . | . | . | . | . | . | . | . | . | . | . | . | . | . | . | . | . | . | . | . | . | . | . | . | . | . | . | . | . | . | . | . | . | . | . | . | 7.348 | 0.494 | -0.017 | 0 | 7.825 | . | . | . | . | . | . | . | . | . | .
2024 | 4 | MA | 6374 | Fitchburg Gas & Elec Light Co | Preliminary | AC | 20.95 | 2.133 | 0.991 | . | 24.074 | 3156 | 37 | 5 | . | 3198 | 0.417 | 11.055 | . | . | 11.472 | 47 | 33 | . | . | 80 | 284.887 | . | . | . | 284.887 | 0.136 | . | . | . | 0.136 | 20 | . | . | . | 20 | 0.237 | . | . | . | 0.237 | . | . | . | . | 0 | . | . | . | . | 0 | . | . | . | . | 0 | . | . | . | . | 0 | . | . | . | . | 0 | . | . | . | . | 0 | 0.002 | . | . | . | 0.002 | 2 | . | . | . | 2 | . | . | . | . | 0 | 21.369 | 13.188 | 0.991 | 0 | 35.548 | 3205 | 70 | 5 | 0 | 3280 | 284.887 | 0 | 0 | 0 | 284.887
2024 | 4 | MA | 8774 | City of Holyoke - (MA) | Preliminary | DC | 0.088 | 0.021 | . | . | 0.109 | 12 | 3 | . | . | 15 | . | . | . | . | 0 | . | . | . | . | 0 | . | . | . | . | 0 | . | . | . | . | 0 | . | . | . | . | 0 | . | . | . | . | 0 | . | . | . | . | 0 | . | . | . | . | 0 | . | . | . | . | 0 | . | . | . | . | 0 | . | . | . | . | 0 | . | . | . | . | 0 | . | . | . | . | 0 | . | . | . | . | 0 | . | . | . | . | 0 | 0.088 | 0.021 | NM | 0 | 0.109 | 12 | 3 | 0 | 0 | 15 | 0 | 0 | 0 | 0 | 0
2024 | 4 | MA | 11804 | Massachusetts Electric Co | Preliminary | AC | 627.474 | 692.436 | 0.107 | 0 | 1320.017 | 95422 | 2480 | 7 | 0 | 97909 | 0 | . | 0 | 0 | 0 | 0 | . | 0 | 0 | 0 | 0 | 0 | 0 | 0 | 0 | 0.472 | . | . | . | 0.472 | 67 | . | . | . | 67 | . | . | . | . | 0 | . | . | . | . | 0 | . | . | . | . | 0 | . | . | . | . | 0 | 0.194 | 21.187 | . | . | 21.381 | 29 | 23 | . | . | 52 | . | . | . | . | 0 | 0.169 | 4.525 | . | . | 4.694 | 66 | 25 | . | . | 91 | . | . | . | . | 0 | 627.837 | 718.148 | 0.107 | 0 | 1346.092 | 95517 | 2528 | 7 | 0 | 98052 | 0 | 0 | 0 | 0 | 0
2024 | 4 | MA | 13206 | Nantucket Electric Co | Preliminary | AC | 3.806 | 1.165 | . | 0 | 4.971 | 259 | 35 | . | 0 | 294 | 0 | . | 0 | 0 | 0 | 0 | . | 0 | 0 | 0 | 0 | 0 | 0 | 0 | 0 | . | . | . | . | 0 | . | . | . | . | 0 | . | . | . | . | 0 | . | . | . | . | 0 | . | . | . | . | 0 | . | . | . | . | 0 | 0.001 | 0.4 | . | . | 0.401 | 1 | 2 | . | . | 3 | . | . | . | . | 0 | . | . | . | . | 0 | . | . | . | . | 0 | . | . | . | . | 0 | 3.807 | 1.565 | NM | 0 | 5.372 | 260 | 37 | 0 | 0 | 297 | 0 | 0 | 0 | 0 | 0
2024 | 4 | MA | 15748 | Town of Reading - (MA) | Preliminary | AC | 2.213 | 2.529 | 0 | 0 | 4.742 | 281 | 22 | 0 | 0 | 303 | 0 | 0 | 0 | 0 | 0 | 0 | 0 | 0 | 0 | 0 | 117.123 | 56.155 | 0 | 0 | 173.278 | 0.232 | 0 | 0 | 0 | 0.232 | 22 | 0 | 0 | 0 | 22 | 0.464 | 0 | 0 | 0 | 0.464 | 0 | 0 | 0 | 0 | 0 | 0 | 0 | 0 | 0 | 0 | 0 | 0 | 0 | 0 | 0 | 0 | 0 | 0 | 0 | 0 | 0 | 0 | 0 | 0 | 0 | 0 | 0 | 0 | 0 | 0 | 0 | 0 | 0 | 0 | 0 | 0 | 0 | 0 | 0 | 0 | 0 | 0 | 0 | 0 | 0 | 2.213 | 2.529 | NM | 0 | 4.742 | 281 | 22 | 0 | 0 | 303 | 117.123 | 56.155 | 0 | 0 | 173.278
2024 | 4 | MA | 54913 | NSTAR Electric Company | Preliminary | AC | 583.391 | 714.215 | 72.113 | . | 1369.719 | 72905 | 1866 | 191 | . | 74962 | . | . | . | . | 0 | . | . | . | . | 0 | . | . | . | . | 0 | 18.748 | 118.565 | 1.15 | . | 138.463 | 1697 | 93 | 5 | . | 1795 | . | . | . | . | 0 | 1.582 | 5.525 | . | . | 7.107 | 202 | 10 | . | . | 212 | . | . | . | . | 0 | 0.546 | 32.341 | 4.16 | . | 37.047 | 82 | 26 | 3 | . | 111 | . | . | . | . | 0 | . | . | . | . | 0 | . | . | . | . | 0 | . | . | . | . | 0 | 583.937 | 746.556 | 76.273 | 0 | 1406.766 | 72987 | 1892 | 194 | 0 | 75073 | 0 | 0 | 0 | 0 | 0
2024 | 4 | MA | 99999 | Adjustment 2024 | Preliminary |  | 18.403 | 13.219 | 11.961 | . | 43.583 | . | . | . | . | . | . | . | . | . | 0 | . | . | . | . | . | . | . | . | . | . | . | . | . | . | 0 | . | . | . | . | . | . | . | . | . | . | . | . | . | . | 0 | . | . | . | . | . | . | . | . | . | . | . | . | . | . | . | . | . | . | . | . | . | . | . | . | . | . | . | . | . | . | . | . | . | . | . | . | . | . | . | . | 18.403 | 13.219 | 11.961 | . | 43.583 | . | . | . | . | . | . | . | . | . | .
2024 | 4 | MD | 1167 | Baltimore Gas & Electric Co | Preliminary | AC | 352.15 | 80.715 | 0 | 0 | 432.865 | 45380 | 980 | 0 | 0 | 46360 | 0 | 161.839 | 0 | 0 | 161.839 | 0 | 1590 | 0 | 0 | 1590 | . | . | . | . | 0 | . | . | . | . | 0 | . | . | . | . | 0 | . | . | . | . | 0 | . | . | . | . | 0 | . | . | . | . | 0 | . | . | . | . | 0 | 0.079 | 0.022 | 0 | 0 | 0.101 | 22 | 5 | 0 | 0 | 27 | . | . | . | . | 0 | . | . | . | . | 0 | . | . | . | . | 0 | . | . | . | . | 0 | 352.229 | 242.576 | NM | 0 | 594.805 | 45402 | 2575 | 0 | 0 | 47977 | 0 | 0 | 0 | 0 | 0
2024 | 4 | MD | 5027 | Delmarva Power | Preliminary | AC | 59.593 | 24.221 | 1.192 | 0 | 85.006 | 6345 | 196 | 3 | 0 | 6544 | 1.09 | 30.5 | 4.59 | 0 | 36.18 | 1593 | 484 | 3 | 0 | 2080 | . | . | . | . | 0 | . | . | . | . | 0 | . | . | . | . | 0 | . | . | . | . | 0 | . | . | . | . | 0 | . | . | . | . | 0 | . | . | . | . | 0 | 0.103 | 0.812 | 0 | 0 | 0.915 | 18 | 4 | 0 | 0 | 22 | . | . | . | . | 0 | . | . | . | . | 0 | . | . | . | . | 0 | . | . | . | . | 0 | 60.786 | 55.533 | 5.782 | 0 | 122.101 | 7956 | 684 | 6 | 0 | 8646 | 0 | 0 | 0 | 0 | 0
2024 | 4 | MD | 15263 | The Potomac Edison Company | Preliminary | AC | 71.938 | 35.149 | 15.311 | 0 | 122.398 | 7785 | 174 | 13 | 0 | 7972 | 0.249 | 3.262 | 0 | 0 | 3.511 | 8 | 16 | 0 | 0 | 24 | 0 | 0 | 0 | 0 | 0 | 4.888 | 0.03 | 0 | 0 | 4.918 | 306 | 2 | 0 | 0 | 308 | 0 | 0 | 0 | 0 | 0 | 0 | 0 | 0 | 0 | 0 | 0 | 0 | 0 | 0 | 0 | 0 | 0 | 0 | 0 | 0 | 0.095 | 0.023 | 0 | 0 | 0.118 | 28 | 6 | 0 | 0 | 34 | 0 | 0 | 0 | 0 | 0 | 0 | 0 | 0 | 0 | 0 | 0 | 0 | 0 | 0 | 0 | 0 | 0 | 0 | 0 | 0 | 72.282 | 38.434 | 15.311 | 0 | 126.027 | 7821 | 196 | 13 | 0 | 8030 | 0 | 0 | 0 | 0 | 0
2024 | 4 | MD | 15270 | Potomac Electric Power Co | Preliminary | AC | 269.042 | 51.653 | . | . | 320.695 | 33037 | 380 | . | . | 33417 | 2.353 | 12.281 | . | . | 14.634 | 5315 | 519 | . | . | 5834 | . | . | . | . | 0 | . | . | . | . | 0 | . | . | . | . | 0 | . | . | . | . | 0 | . | . | . | . | 0 | . | . | . | . | 0 | . | . | . | . | 0 | 0.016 | 0.002 | . | . | 0.018 | 1 | 1 | . | . | 2 | . | . | . | . | 0 | . | . | . | . | 0 | . | . | . | . | 0 | . | . | . | . | 0 | 271.411 | 63.936 | NM | 0 | 335.347 | 38353 | 900 | 0 | 0 | 39253 | 0 | 0 | 0 | 0 | 0
2024 | 4 | MD | 17637 | Southern Maryland Elec Coop Inc | Preliminary | AC | 79.335 | 4.851 | . | . | 84.186 | 8650 | 66 | . | . | 8716 | . | . | . | . | 0 | . | . | . | . | 0 | 5164.619 | 176.729 | . | . | 5341.348 | 1.136 | 0 | . | . | 1.136 | 162 | 0 | . | . | 162 | 2.684 | 0 | . | . | 2.684 | . | . | . | . | 0 | . | . | . | . | 0 | . | . | . | . | 0 | 0.02 | 0.016 | . | . | 0.036 | 3 | 3 | . | . | 6 | 1.547 | 0.2 | . | . | 1.747 | 0 | 0.32 | . | . | 0.32 | 0 | 1 | . | . | 1 | 0 | 0 | . | . | 0 | 79.355 | 5.187 | NM | 0 | 84.542 | 8653 | 70 | 0 | 0 | 8723 | 5166.166 | 176.929 | 0 | 0 | 5343.095
2024 | 4 | MD | 99999 | Adjustment 2024 | Preliminary |  | 21.067 | 18.613 | 3.02 | . | 42.7 | . | . | . | . | . | . | . | . | . | . | . | . | . | . | . | . | . | . | . | . | . | . | . | . | . | . | . | . | . | . | . | . | . | . | . | . | . | . | . | . | . | . | . | . | . | . | . | . | . | . | . | . | . | . | . | . | . | . | . | . | . | . | . | . | . | . | . | . | . | . | . | . | . | . | . | . | . | . | . | . | 21.067 | 18.613 | 3.02 | . | 42.7 | . | . | . | . | . | . | . | . | . | .
2024 | 4 | ME | 1179 | Versant Power | Preliminary | AC | 11.187 | 27.595 | 0.026 | 0 | 38.808 | 1556 | 217 | 1 | 0 | 1774 | 0.544 | 54.121 | 0 | 0 | 54.665 | 112 | 4712 | 0 | 0 | 4824 | . | . | . | . | 0 | 0.173 | 0 | 0 | 0 | 0.173 | 21 | 0 | 0 | 0 | 21 | 0.377 | 0 | 0 | 0 | 0.377 | 0 | 0 | 0 | 0 | 0 | 0 | 0 | 0 | 0 | 0 | 0 | 0 | 0 | 0 | 0 | 0.336 | 0.182 | 0.6 | 0 | 1.118 | 95 | 17 | 1 | 0 | 113 | . | . | . | . | 0 | 0 | 4.355 | 1.92 | . | 6.275 | 0 | 7 | 1 | . | 8 | . | . | . | . | 0 | 12.067 | 86.253 | 2.546 | 0 | 100.866 | 1763 | 4953 | 3 | 0 | 6719 | 0 | 0 | 0 | 0 | 0
2024 | 4 | ME | 3266 | Central Maine Power Co | Preliminary | AC | 84.937 | 533.265 | 0 | 0 | 618.202 | 10418 | 963 | 0 | 0 | 11381 | 0 | 464.616 | 0 | 0 | 464.616 | 0 | 42168 | 0 | 0 | 42168 | 5454.623 | 61410.779 | 0 | 0 | 66865.402 | 0 | 0 | 0 | 0 | 0 | 0 | 0 | 0 | 0 | 0 | 0 | 0 | 0 | 0 | 0 | 0 | 0 | 0 | 0 | 0 | 0 | 0 | 0 | 0 | 0 | 0 | 0 | 0 | 0 | 0 | 0.53 | 4.821 | 0 | 0 | 5.351 | 193 | 31 | 0 | 0 | 224 | 6.712 | 1128.541 | 0 | 0 | 1135.253 | 0.136 | 26.993 | 0 | 0 | 27.129 | 4 | 32 | 0 | 0 | 36 | 0 | 10186.5 | 0 | 0 | 10186.5 | 85.603 | 1029.695 | NM | 0 | 1115.298 | 10615 | 43194 | 0 | 0 | 53809 | 5461.335 | 72725.82 | 0 | 0 | 78187.155
2024 | 4 | ME | 5609 | Eastern Maine Electric Coop | Preliminary | AC | 0.171 | 0.105 | . | . | 0.276 | 24 | 3 | . | . | 27 | . | . | . | . | 0 | . | . | . | . | 0 | . | . | . | . | 0 | . | . | . | . | 0 | . | . | . | . | 0 | . | . | . | . | 0 | . | . | . | . | 0 | . | . | . | . | 0 | . | . | . | . | 0 | 0.048 | . | . | . | 0.048 | 8 | . | . | . | 8 | . | . | . | . | 0 | . | . | . | . | 0 | . | . | . | . | 0 | . | . | . | . | 0 | 0.219 | 0.105 | NM | 0 | 0.324 | 32 | 3 | 0 | 0 | 35 | 0 | 0 | 0 | 0 | 0
2024 | 4 | ME | 99999 | Adjustment 2024 | Preliminary |  | 0.446 | 0.054 | . | . | 0.5 | . | . | . | . | . | . | . | . | . | . | . | . | . | . | . | . | . | . | . | . | . | . | . | . | . | . | . | . | . | . | . | . | . | . | . | . | . | . | . | . | . | . | . | . | . | . | . | . | . | . | . | . | . | . | . | . | . | . | . | . | . | . | . | . | . | . | . | . | . | . | . | . | . | . | . | . | . | . | . | . | 0.446 | 0.054 | . | . | 0.5 | . | . | . | . | . | . | . | . | . | .
2024 | 4 | MI | 392 | Alpena Power Co | Preliminary | AC | 0.091 | 0.017 | . | . | 0.108 | 10 | 2 | . | . | 12 | . | . | . | . | 0 | . | . | . | . | 0 | . | . | . | . | 0 | . | . | . | . | 0 | . | . | . | . | 0 | . | . | . | . | 0 | . | . | . | . | 0 | . | . | . | . | 0 | . | . | . | . | 0 | 0.038 | . | . | . | 0.038 | 15 | . | . | . | 15 | . | . | . | . | 0 | . | . | . | . | 0 | . | . | . | . | 0 | . | . | . | . | 0 | 0.129 | 0.017 | NM | 0 | 0.146 | 25 | 2 | 0 | 0 | 27 | 0 | 0 | 0 | 0 | 0
2024 | 4 | MI | 3828 | Cloverland Electric Co-op | Preliminary | AC | 0.232 | 0.214 | 0 | 0 | 0.446 | 35 | 9 | 0 | 0 | 44 | . | . | . | . | 0 | . | . | . | . | 0 | 15.389 | 5.654 | 0 | 0 | 21.043 | . | . | . | . | 0 | . | . | . | . | 0 | . | . | . | . | 0 | . | . | . | . | 0 | . | . | . | . | 0 | . | . | . | . | 0 | 0.05 | 0.011 | 0 | 0 | 0.061 | 15 | 3 | 0 | 0 | 18 | 0.37 | 0 | 0 | 0 | 0.37 | 0 | 0.208 | 0 | 0 | 0.208 | 0 | 1 | 0 | 0 | 1 | 0 | 0.912 | 0 | 0 | 0.912 | 0.282 | 0.433 | NM | 0 | 0.715 | 50 | 13 | 0 | 0 | 63 | 15.759 | 6.566 | 0 | 0 | 22.325
2024 | 4 | MI | 4254 | Consumers Energy Co - (MI) | Preliminary | DC | 79.121 | 37.129 | 0.371 | . | 116.621 | 9936 | 692 | 8 | . | 10636 | 2.83 | 1.67 | . | . | 4.5 | 2464 | 29 | . | . | 2493 | 2991.97 | . | . | . | 2991.97 | 10.078 | 0.284 | . | . | 10.362 | 1414 | 21 | . | . | 1435 | 16.474 | 0.378 | . | . | 16.852 | . | . | . | . | 0 | . | . | . | . | 0 | . | . | . | . | 0 | 0.365 | 0.177 | . | . | 0.542 | 79 | 17 | . | . | 96 | . | . | . | . | 0 | . | . | 0.19 | . | 0.19 | . | . | 1 | . | 1 | . | . | . | . | 0 | 82.316 | 38.976 | 0.561 | 0 | 121.853 | 12479 | 738 | 9 | 0 | 13226 | 2991.97 | 0 | 0 | 0 | 2991.97
2024 | 4 | MI | 5109 | DTE Electric Company | Preliminary | AC | 45.372 | 15.189 | 0.844 | 0 | 61.405 | 6822 | 498 | 31 | 0 | 7351 | . | . | . | . | 0 | . | . | . | . | 0 | . | . | . | . | 0 | 14.617 | 0.064 | 0 | 0 | 14.681 | 2496 | 6 | 0 | 0 | 2502 | 27.789 | 0.139 | 0 | 0 | 27.928 | . | . | . | . | 0 | . | . | . | . | 0 | . | . | . | . | 0 | 0.101 | 0.202 | . | . | 0.303 | 32 | 29 | . | . | 61 | . | . | . | . | 0 | 0.024 | 0.065 | 0.06 | . | 0.149 | 4 | 3 | 1 | . | 8 | . | . | . | . | 0 | 45.497 | 15.456 | 0.904 | 0 | 61.857 | 6858 | 530 | 32 | 0 | 7420 | 0 | 0 | 0 | 0 | 0
2024 | 4 | MI | 9324 | Indiana Michigan Power Co | Preliminary | AC | 4.385 | 1.178 | 0.158 | 0 | 5.721 | 558 | 49 | 2 | 0 | 609 | . | . | . | . | 0 | . | . | . | . | 0 | 329.923 | 103.285 | 0.38 | . | 433.588 | 0.56 | . | . | . | 0.56 | 109 | . | . | . | 109 | 1.456 | . | . | . | 1.456 | . | . | . | . | 0 | . | . | . | . | 0 | . | . | . | . | 0 | 0.022 | 0.006 | 0.005 | . | 0.033 | 6 | 1 | 1 | . | 8 | 0 | 0 | 0 | . | 0 | . | . | . | . | 0 | . | . | . | . | 0 | . | . | . | . | 0 | 4.407 | 1.184 | 0.163 | 0 | 5.754 | 564 | 50 | 3 | 0 | 617 | 329.923 | 103.285 | 0.38 | 0 | 433.588
2024 | 4 | MI | 10704 | City of Lansing - (MI) | Preliminary | AC | 2.118 | 1.211 | . | . | 3.329 | 330 | 27 | . | . | 357 | . | . | . | . | 0 | . | . | . | . | 0 | . | . | . | . | 0 | . | . | . | . | 0 | . | . | . | . | 0 | . | . | . | . | 0 | . | . | . | . | 0 | . | . | . | . | 0 | . | . | . | . | 0 | . | . | . | . | 0 | . | . | . | . | 0 | . | . | . | . | 0 | . | . | . | . | 0 | . | . | . | . | 0 | . | . | . | . | 0 | 2.118 | 1.211 | NM | 0 | 3.329 | 330 | 27 | 0 | 0 | 357 | 0 | 0 | 0 | 0 | 0
2024 | 4 | MI | 19578 | Upper Peninsula Power Company | Preliminary | AC | 1.607 | 0.28 | . | . | 1.887 | 249 | 7 | . | . | 256 | . | . | . | . | 0 | . | . | . | . | 0 | . | . | . | . | 0 | . | . | . | . | 0 | . | . | . | . | 0 | . | . | . | . | 0 | . | . | . | . | 0 | . | . | . | . | 0 | . | . | . | . | 0 | 0.076 | . | . | . | 0.076 | 20 | . | . | . | 20 | . | . | . | . | 0 | . | . | . | . | 0 | . | . | . | . | 0 | . | . | . | . | 0 | 1.683 | 0.28 | NM | 0 | 1.963 | 269 | 7 | 0 | 0 | 276 | 0 | 0 | 0 | 0 | 0
2024 | 4 | MI | 60631 | Upper Michigan Energy Resources Corp. | Preliminary | DC | 0.594 | 0.121 | . | . | 0.715 | 68 | 3 | . | . | 71 | . | . | . | . | 0 | . | . | . | . | 0 | . | . | . | . | 0 | 0.032 | . | . | . | 0.032 | 3 | . | . | . | 3 | . | . | . | . | 0 | . | . | . | . | 0 | . | . | . | . | 0 | . | . | . | . | 0 | 0.062 | 0.02 | . | . | 0.082 | 9 | 1 | . | . | 10 | . | . | . | . | 0 | 0.01 | 0.005 | . | . | 0.015 | 1 | 2 | . | . | 3 | . | . | . | . | 0 | 0.666 | 0.146 | NM | 0 | 0.812 | 78 | 6 | 0 | 0 | 84 | 0 | 0 | 0 | 0 | 0
2024 | 4 | MI | 99999 | Adjustment 2024 | Preliminary |  | -0.625 | -2.048 | NM | . | -2.407 | . | . | . | . | . | -0.494 | -0.291 | . | . | -0.784 | . | . | . | . | . | . | . | . | . | . | -1.763 | -0.05 | . | . | -1.813 | . | . | . | . | . | . | . | . | . | . | . | . | . | . | 0 | . | . | . | . | . | . | . | . | . | . | . | . | . | . | . | . | . | . | . | . | . | . | . | . | . | . | . | . | . | . | . | . | . | . | . | . | . | . | . | . | -1.119 | -2.34 | NM | . | -3.192 | . | . | . | . | . | . | . | . | . | .
2024 | 4 | MN | 689 | Connexus Energy | Preliminary | AC | 10.206 | 2.206 | . | . | 12.412 | 1150 | 37 | . | . | 1187 | 0.232 | 0.008 | . | . | 0.24 | 125 | 4 | . | . | 129 | . | . | . | . | 0 | . | . | . | . | 0 | . | . | . | . | 0 | . | . | . | . | 0 | . | . | . | . | 0 | . | . | . | . | 0 | . | . | . | . | 0 | 0.059 | 0.01 | . | . | 0.069 | 5 | 1 | . | . | 6 | . | . | . | . | 0 | 0.025 | . | . | . | 0.025 | 5 | . | . | . | 5 | . | . | . | . | 0 | 10.522 | 2.224 | NM | 0 | 12.746 | 1285 | 42 | 0 | 0 | 1327 | 0 | 0 | 0 | 0 | 0
2024 | 4 | MN | 5574 | East Central Energy | Preliminary | AC | 7.006 | 0.826 | 0 | 0 | 7.832 | 557 | 38 | 0 | 0 | 595 | . | . | . | . | 0 | . | . | . | . | 0 | 386.503 | 45.293 | 0 | 0 | 431.796 | . | . | . | . | 0 | . | . | . | . | 0 | . | . | . | . | 0 | . | . | . | . | 0 | . | . | . | . | 0 | . | . | . | . | 0 | 0.042 | 0.042 | 0 | 0 | 0.084 | 3 | 3 | 0 | 0 | 6 | 0 | 1.361 | 0 | 0 | 1.361 | . | . | . | . | 0 | . | . | . | . | 0 | . | . | . | . | 0 | 7.048 | 0.868 | NM | 0 | 7.916 | 560 | 41 | 0 | 0 | 601 | 386.503 | 46.654 | 0 | 0 | 433.157
2024 | 4 | MN | 10596 | City of Lake Crystal - (MN) | Preliminary | AC | 0.053 | 0.04 | . | . | 0.093 | 5 | 1 | . | . | 6 | . | . | . | . | 0 | . | . | . | . | 0 | . | . | . | . | 0 | 0.005 | 0.1 | . | . | 0.105 | 1 | 1 | . | . | 2 | . | . | . | . | 0 | . | . | . | . | 0 | . | . | . | . | 0 | . | . | . | . | 0 | . | . | . | . | 0 | . | . | . | . | 0 | . | . | . | . | 0 | . | . | . | . | 0 | . | . | . | . | 0 | . | . | . | . | 0 | 0.053 | 0.04 | NM | 0 | 0.093 | 5 | 1 | 0 | 0 | 6 | 0 | 0 | 0 | 0 | 0
2024 | 4 | MN | 12647 | ALLETE, Inc. | Preliminary | AC | 7.834 | 7.781 | 0.02 | . | 15.635 | 853 | 169 | 1 | . | 1023 | 0.518 | 0.522 | . | . | 1.04 | 94 | 3 | . | . | 97 | 277.502 | 96.484 | . | . | 373.986 | 0.38 | 0.006 | . | . | 0.386 | 24 | 1 | . | . | 25 | . | . | . | . | 0 | . | . | . | . | 0 | . | . | . | . | 0 | . | . | . | . | 0 | 0.082 | 0.093 | . | . | 0.175 | 8 | 7 | . | . | 15 | . | . | . | . | 0 | . | . | . | . | 0 | . | . | . | . | 0 | . | . | . | . | 0 | 8.434 | 8.396 | 0.02 | 0 | 16.85 | 955 | 179 | 1 | 0 | 1135 | 277.502 | 96.484 | 0 | 0 | 373.986
2024 | 4 | MN | 13781 | Northern States Power Co - Minnesota | Preliminary | DC | 88.687 | 57.075 | 18.264 | . | 164.026 | 11782 | 1258 | 229 | . | 13269 | . | . | . | . | 0 | . | . | . | . | 0 | . | . | . | . | 0 | . | . | . | . | 0 | . | . | . | . | 0 | . | . | . | . | 0 | . | . | . | . | 0 | . | . | . | . | 0 | . | . | . | . | 0 | . | . | . | . | 0 | . | . | . | . | 0 | . | . | . | . | 0 | . | . | . | . | 0 | . | . | . | . | 0 | . | . | . | . | 0 | 88.687 | 57.075 | 18.264 | 0 | 164.026 | 11782 | 1258 | 229 | 0 | 13269 | 0 | 0 | 0 | 0 | 0
2024 | 4 | MN | 14232 | Otter Tail Power Co | Preliminary | AC | 0.736 | 2.03 | 0 | 0 | 2.766 | 62 | 40 | 0 | 0 | 102 | 0 | 0 | 0 | 0 | 0 | 0 | 0 | 0 | 0 | 0 | 68.292 | 39.459 | 0 | 0 | 107.751 | 0 | 0 | 0 | 0 | 0 | 0 | 0 | 0 | 0 | 0 | 0 | 0 | 0 | 0 | 0 | 0 | 0 | 0 | 0 | 0 | 0 | 0 | 0 | 0 | 0 | 0 | 0 | 0 | 0 | 0 | 0.002 | 0.199 | 0 | 0 | 0.201 | 1 | 8 | 0 | 0 | 9 | 0 | 3.6 | 0 | 0 | 3.6 | 0 | 0.035 | 0 | 0 | 0.035 | 0 | 1 | 0 | 0 | 1 | 0 | 0 | 0 | 0 | 0 | 0.738 | 2.264 | NM | 0 | 3.002 | 63 | 49 | 0 | 0 | 112 | 68.292 | 43.059 | 0 | 0 | 111.351
2024 | 4 | MN | 16181 | Rochester Public Utilities | Preliminary | AC | 4.146 | 0.823 | 0 | 0 | 4.969 | 526 | 26 | 0 | 0 | 552 | 0.286 | 0 | 0 | 0 | 0.286 | 208 | 0 | 0 | 0 | 208 | 382.47 | 27.83 | 0 | 0 | 410.3 | 0.037 | 0 | 0 | 0 | 0.037 | 7 | 0 | 0 | 0 | 7 | 0.075 | 0 | 0 | 0 | 0.075 | 0 | 0 | 0 | 0 | 0 | 0 | 0 | 0 | 0 | 0 | 0 | 0 | 0 | 0 | 0 | 0.003 | 0 | 0 | 0 | 0.003 | 1 | 0 | 0 | 0 | 1 | 0 | 0 | 0 | 0 | 0 | 0 | 0 | 0 | 0 | 0 | 0 | 0 | 0 | 0 | 0 | 0 | 0 | 0 | 0 | 0 | 4.435 | 0.823 | NM | 0 | 5.258 | 735 | 26 | 0 | 0 | 761 | 382.47 | 27.83 | 0 | 0 | 410.3
2024 | 4 | MN | 17267 | Sioux Valley SW Elec Coop | Preliminary | DC | 0.489 | 0.068 | . | . | 0.557 | 22 | 3 | . | . | 25 | . | . | . | . | 0 | . | . | . | . | 0 | 53.639 | 6.933 | . | . | 60.572 | . | . | . | . | 0 | . | . | . | . | 0 | . | . | . | . | 0 | . | . | . | . | 0 | . | . | . | . | 0 | . | . | . | . | 0 | 0.025 | 0 | . | . | 0.025 | 1 | 0 | . | . | 1 | 2.9 | 0 | . | . | 2.9 | . | . | . | . | 0 | . | . | . | . | 0 | . | . | . | . | 0 | 0.514 | 0.068 | NM | 0 | 0.582 | 23 | 3 | 0 | 0 | 26 | 56.539 | 6.933 | 0 | 0 | 63.472
2024 | 4 | MN | 20996 | Wright-Hennepin Coop Elec Assn | Preliminary | AC | 3.69 | 0.556 | . | . | 4.246 | 291 | 18 | . | . | 309 | 0.075 | . | . | . | 0.075 | 40 | . | . | . | 40 | 210.632 | 12.783 | . | . | 223.415 | . | . | . | . | 0 | . | . | . | . | 0 | . | . | . | . | 0 | . | . | . | . | 0 | . | . | . | . | 0 | . | . | . | . | 0 | 0.08 | . | . | . | 0.08 | 5 | . | . | . | 5 | 2.79 | . | . | . | 2.79 | . | . | . | . | 0 | . | . | . | . | 0 | . | . | . | . | 0 | 3.845 | 0.556 | NM | 0 | 4.401 | 336 | 18 | 0 | 0 | 354 | 213.422 | 12.783 | 0 | 0 | 226.205
2024 | 4 | MN | 25177 | Dakota Electric Association | Preliminary | AC | 13.856 | 0.773 | 0 | 0 | 14.629 | 1398 | 23 | 0 | 0 | 1421 | . | . | . | . | 0 | . | . | . | . | 0 | . | . | . | . | 0 | . | . | . | . | 0 | . | . | . | . | 0 | . | . | . | . | 0 | . | . | . | . | 0 | . | . | . | . | 0 | . | . | . | . | 0 | 0.11 | 0.095 | 0 | 0 | 0.205 | 6 | 4 | 0 | 0 | 10 | . | . | . | . | 0 | . | . | . | . | 0 | . | . | . | . | 0 | . | . | . | . | 0 | 13.966 | 0.868 | NM | 0 | 14.834 | 1404 | 27 | 0 | 0 | 1431 | 0 | 0 | 0 | 0 | 0
2024 | 4 | MN | 99999 | Adjustment 2024 | Preliminary |  | 35.271 | 4.202 | -2.866 | . | 36.607 | . | . | . | . | . | . | . | . | . | 0 | . | . | . | . | . | . | . | . | . | . | . | . | . | . | 0 | . | . | . | . | . | . | . | . | . | . | . | . | . | . | 0 | . | . | . | . | . | . | . | . | . | . | . | . | . | . | . | . | . | . | . | . | . | . | . | . | . | . | . | . | . | . | . | . | . | . | . | . | . | . | . | . | 35.271 | 4.202 | -2.866 | . | 36.607 | . | . | . | . | . | . | . | . | . | .
2024 | 4 | MO | 4675 | Cuivre River Electric Coop Inc | Preliminary | AC | 2.105 | 0.008 | . | . | 2.113 | 241 | 1 | . | . | 242 | . | . | . | . | 0 | . | . | . | . | 0 | 192.365 | . | . | . | 0 | . | . | . | . | 0 | . | . | . | . | 0 | . | . | . | . | 0 | . | . | . | . | 0 | . | . | . | . | 0 | . | . | . | . | 0 | . | . | . | . | 0 | . | . | . | . | 0 | . | . | . | . | 0 | . | . | . | . | 0 | . | . | . | . | 0 | . | . | . | . | 0 | 2.105 | 0.008 | NM | 0 | 2.113 | 241 | 1 | 0 | 0 | 242 | 192.365 | 0 | 0 | 0 | 192.365
2024 | 4 | MO | 5860 | Empire District Electric Co | Preliminary | AC | 57.976 | 37.908 | 0.759 | . | 96.643 | 4412 | 477 | 8 | . | 4897 | . | . | . | . | 0 | . | . | . | . | 0 | 1088.306 | 201.453 | 0 | . | 1289.759 | . | . | . | . | 0 | . | . | . | . | 0 | . | . | . | . | 0 | . | . | . | . | 0 | . | . | . | . | 0 | . | . | . | . | 0 | 0.013 | . | . | . | 0.013 | 2 | . | . | . | 2 | . | . | . | . | 0 | . | . | . | . | 0 | . | . | . | . | 0 | . | . | . | . | 0 | 57.989 | 37.908 | 0.759 | 0 | 96.656 | 4414 | 477 | 8 | 0 | 4899 | 1088.306 | 201.453 | 0 | 0 | 1289.759
2024 | 4 | MO | 9231 | City of Independence - (MO) | Preliminary | AC | 4.935 | 0.211 | 0 | 0 | 5.146 | 655 | 28 | 0 | 0 | 683 | . | . | . | . | 0 | . | . | . | . | 0 | . | . | . | . | 0 | . | . | . | . | 0 | . | . | . | . | 0 | . | . | . | . | 0 | . | . | . | . | 0 | . | . | . | . | 0 | . | . | . | . | 0 | . | 0.002 | . | . | 0.002 | . | 1 | . | . | 1 | . | . | . | . | 0 | . | . | . | . | 0 | . | . | . | . | 0 | . | . | . | . | 0 | 4.935 | 0.213 | NM | 0 | 5.148 | 655 | 29 | 0 | 0 | 684 | 0 | 0 | 0 | 0 | 0
2024 | 4 | MO | 10000 | Evergy Metro | Preliminary | AC | 28.437 | 20.892 | 1.527 | . | 50.856 | 3299 | 833 | 53 | . | 4185 | 1.362 | 0.033 | . | . | 1.395 | 486 | 2 | . | . | 488 | . | . | . | . | 0 | 0.185 | . | . | . | 0.185 | 19 | . | . | . | 19 | . | . | . | . | 0 | . | . | . | . | 0 | . | . | . | . | 0 | . | . | . | . | 0 | 0.011 | . | 0.05 | . | 0.061 | 4 | . | 1 | . | 5 | 0.042 | . | 0 | . | 0.042 | . | . | . | . | 0 | . | . | . | . | 0 | . | . | . | . | 0 | 29.81 | 20.925 | 1.577 | 0 | 52.312 | 3789 | 835 | 54 | 0 | 4678 | 0.042 | 0 | 0 | 0 | 0.042
2024 | 4 | MO | 12698 | Evergy Missouri West | Preliminary | AC | 51.096 | 24.174 | 0.891 | . | 76.161 | 4674 | 864 | 21 | . | 5559 | 0.843 | 0.046 | . | . | 0.889 | 254 | 5 | . | . | 259 | 3719.141 | 956.198 | 27.656 | . | 4702.995 | 0.085 | . | . | . | 0.085 | 10 | . | . | . | 10 | . | . | . | . | 0 | . | . | . | . | 0 | . | . | . | . | 0 | . | . | . | . | 0 | 0.023 | 0.006 | . | . | 0.029 | 10 | 2 | . | . | 12 | 2.571 | 0 | . | . | 2.571 | . | . | . | . | 0 | . | . | . | . | 0 | . | . | . | . | 0 | 51.962 | 24.226 | 0.891 | 0 | 77.079 | 4938 | 871 | 21 | 0 | 5830 | 3721.712 | 956.198 | 27.656 | 0 | 4705.566
2024 | 4 | MO | 17833 | City Utilities of Springfield - (MO) | Preliminary | AC | 4.998 | 2.858 | . | . | 7.856 | 659 | 64 | . | . | 723 | . | . | . | . | 0 | . | . | . | . | 0 | 116.335 | 66.189 | . | . | 182.524 | . | . | . | . | 0 | . | . | . | . | 0 | . | . | . | . | 0 | . | . | . | . | 0 | . | . | . | . | 0 | . | . | . | . | 0 | . | . | . | . | 0 | . | . | . | . | 0 | . | . | . | . | 0 | . | . | . | . | 0 | . | . | . | . | 0 | . | . | . | . | 0 | 4.998 | 2.858 | NM | 0 | 7.856 | 659 | 64 | 0 | 0 | 723 | 116.335 | 66.189 | 0 | 0 | 182.524
2024 | 4 | MO | 19436 | Union Electric Co - (MO) | Preliminary | AC | 69.575 | 50.758 | 3.328 | . | 123.661 | 7400 | 1839 | 110 | . | 9349 | . | . | . | . | 0 | . | . | . | . | 0 | . | . | . | . | 0 | . | . | . | . | 0 | . | . | . | . | 0 | . | . | . | . | 0 | . | . | . | . | 0 | . | . | . | . | 0 | . | . | . | . | 0 | 0.048 | 0.018 | . | . | 0.066 | 18 | 7 | . | . | 25 | . | . | . | . | 0 | . | . | . | . | 0 | . | . | . | . | 0 | . | . | . | . | 0 | 69.623 | 50.776 | 3.328 | 0 | 123.727 | 7418 | 1846 | 110 | 0 | 9374 | 0 | 0 | 0 | 0 | 0
2024 | 4 | MO | 99999 | Adjustment 2024 | Preliminary |  | 74.797 | 7.217 | 1.329 | . | 83.343 | . | . | . | . | . | . | . | . | . | . | . | . | . | . | . | . | . | . | . | . | . | . | . | . | . | . | . | . | . | . | . | . | . | . | . | . | . | . | . | . | . | . | . | . | . | . | . | . | . | . | . | . | . | . | . | . | . | . | . | . | . | . | . | . | . | . | . | . | . | . | . | . | . | . | . | . | . | . | . | . | 74.797 | 7.217 | 1.329 | . | 83.343 | . | . | . | . | . | . | . | . | . | .
2024 | 4 | MS | 3841 | Coast Electric Power Assn - (MS) | Preliminary | AC | 2.626 | 0.092 | . | . | 2.718 | 375 | 1 | . | . | 376 | . | . | . | . | 0 | . | . | . | . | 0 | 96.019 | 0 | . | . | 96.019 | . | . | . | . | 0 | . | . | . | . | 0 | . | . | . | . | 0 | . | . | . | . | 0 | . | . | . | . | 0 | . | . | . | . | 0 | . | . | . | . | 0 | . | . | . | . | 0 | . | . | . | . | 0 | . | . | . | . | 0 | . | . | . | . | 0 | . | . | . | . | 0 | 2.626 | 0.092 | NM | 0 | 2.718 | 375 | 1 | 0 | 0 | 376 | 96.019 | 0 | 0 | 0 | 96.019
2024 | 4 | MS | 12685 | Entergy Mississippi LLC | Preliminary | DC | 1.144 | 0.421 | 0.02 | . | 1.585 | 286 | 22 | 2 | . | 310 | . | . | . | . | 0 | . | . | . | . | 0 | . | . | . | . | 0 | . | . | . | . | 0 | . | . | . | . | 0 | . | . | . | . | 0 | . | . | . | . | 0 | . | . | . | . | 0 | . | . | . | . | 0 | 0.011 | 0 | 0 | . | 0.011 | 1 | 0 | 0 | . | 1 | . | . | . | . | 0 | 0 | 0 | 0 | . | 0 | 0 | 0 | 0 | . | 0 | . | . | . | . | 0 | 1.155 | 0.421 | 0.02 | 0 | 1.596 | 287 | 22 | 2 | 0 | 311 | 0 | 0 | 0 | 0 | 0
2024 | 4 | MS | 12686 | Mississippi Power Co | Preliminary | DC | 4.592 | 2.112 | . | . | 6.704 | 464 | 37 | . | . | 501 | . | . | . | . | 0 | . | . | . | . | 0 | . | . | . | . | 0 | . | . | . | . | 0 | . | . | . | . | 0 | . | . | . | . | 0 | . | . | . | . | 0 | . | . | . | . | 0 | . | . | . | . | 0 | . | . | . | . | 0 | . | . | . | . | 0 | . | . | . | . | 0 | . | . | . | . | 0 | . | . | . | . | 0 | . | . | . | . | 0 | 4.592 | 2.112 | NM | 0 | 6.704 | 464 | 37 | 0 | 0 | 501 | 0 | 0 | 0 | 0 | 0
2024 | 4 | MS | 17647 | Southern Pine Electric Cooperative | Preliminary | AC | 0.479 | 0.775 | . | . | 1.254 | 51 | 11 | . | . | 62 | . | . | . | . | 0 | . | . | . | . | 0 | 26.696 | 42.044 | . | . | 68.74 | 0.096 | . | . | . | 0.096 | 11 | . | . | . | 11 | . | . | . | . | 0 | . | . | . | . | 0 | . | . | . | . | 0 | . | . | . | . | 0 | . | . | . | . | 0 | . | . | . | . | 0 | . | . | . | . | 0 | . | 0.065 | . | . | 0.065 | . | 1 | . | . | 1 | . | . | . | . | 0 | 0.479 | 0.84 | NM | 0 | 1.319 | 51 | 12 | 0 | 0 | 63 | 26.696 | 42.044 | 0 | 0 | 68.74
2024 | 4 | MS | 99999 | Adjustment 2024 | Preliminary |  | 1.08 | 0.864 | NM | . | 2.119 | . | . | . | . | . | . | . | . | . | 0 | . | . | . | . | . | . | . | . | . | . | . | . | . | . | 0 | . | . | . | . | . | . | . | . | . | . | . | . | . | . | 0 | . | . | . | . | . | . | . | . | . | . | . | . | . | . | . | . | . | . | . | . | . | . | . | . | . | . | . | . | . | . | . | . | . | . | . | . | . | . | . | . | 1.08 | 0.864 | NM | . | 2.119 | . | . | . | . | . | . | . | . | . | .
2024 | 4 | MT | 6395 | Flathead Electric Coop Inc | Preliminary | DC | 2.116 | 0.518 | . | . | 2.634 | 180 | 31 | . | . | 211 | 0.143 | . | . | . | 0.143 | 350 | . | . | . | 350 | . | . | . | . | 0 | 0.549 | 0.027 | . | . | 0.576 | 16 | 2 | . | . | 18 | 0.734 | 0.027 | . | . | 0.761 | . | . | . | . | 0 | . | . | . | . | 0 | . | . | . | . | 0 | 0.005 | . | . | . | 0.005 | 4 | . | . | . | 4 | . | . | . | . | 0 | . | . | . | . | 0 | . | . | . | . | 0 | . | . | . | . | 0 | 2.264 | 0.518 | NM | 0 | 2.782 | 534 | 31 | 0 | 0 | 565 | 0 | 0 | 0 | 0 | 0
2024 | 4 | MT | 12199 | Montana-Dakota Utilities Co | Preliminary | AC | 0.122 | 0.074 | . | . | 0.196 | 15 | 4 | . | . | 19 | . | . | . | . | 0 | . | . | . | . | 0 | . | . | . | . | 0 | . | . | . | . | 0 | . | . | . | . | 0 | . | . | . | . | 0 | . | . | . | . | 0 | . | . | . | . | 0 | . | . | . | . | 0 | 0.002 | 0.005 | . | . | 0.007 | 3 | 2 | . | . | 5 | . | . | . | . | 0 | . | . | . | . | 0 | . | . | . | . | 0 | . | . | . | . | 0 | 0.124 | 0.079 | NM | 0 | 0.203 | 18 | 6 | 0 | 0 | 24 | 0 | 0 | 0 | 0 | 0
2024 | 4 | MT | 12692 | Missoula Electric Coop, Inc | Preliminary | AC | 0.997 | 0.127 | . | . | 1.124 | 132 | 7 | . | . | 139 | 0.109 | 0.046 | . | . | 0.155 | 142 | 10 | . | . | 152 | . | . | . | . | 0 | . | . | . | . | 0 | . | . | . | . | 0 | . | . | . | . | 0 | . | . | . | . | 0 | . | . | . | . | 0 | . | . | . | . | 0 | 0.002 | . | . | . | 0.002 | 1 | . | . | . | 1 | . | . | . | . | 0 | 0.001 | . | . | . | 0.001 | 1 | . | . | . | 1 | . | . | . | . | 0 | 1.109 | 0.173 | NM | 0 | 1.282 | 276 | 17 | 0 | 0 | 293 | 0 | 0 | 0 | 0 | 0
2024 | 4 | MT | 12825 | NorthWestern Energy LLC - (MT) | Preliminary | AC | 43.659 | 10.749 | 0 | 0 | 54.408 | 6153 | 681 | 0 | 0 | 6834 | 0 | 0 | 0 | 0 | 0 | 0 | 0 | 0 | 0 | 0 | 0 | 0 | 0 | 0 | 0 | 0 | 0 | 0 | 0 | 0 | 0 | 0 | 0 | 0 | 0 | 0 | 0 | 0 | 0 | 0 | 0 | 0 | 0 | 0 | 0 | 0 | 0 | 0 | 0 | 0 | 0 | 0 | 0 | 0 | 0 | 0.411 | 0.513 | 0 | 0 | 0.924 | 76 | 35 | 0 | 0 | 111 | 0 | 0 | 0 | 0 | 0 | 0.018 | 0.07 | 0 | 0 | 0.088 | 3 | 2 | 0 | 0 | 5 | 0 | 0 | 0 | 0 | 0 | 44.088 | 11.332 | NM | 0 | 55.42 | 6232 | 718 | 0 | 0 | 6950 | 0 | 0 | 0 | 0 | 0
2024 | 4 | MT | 19603 | USBIA-Mission Valley Power | Preliminary | AC | 0.468 | . | . | . | 0.468 | 70 | . | . | . | 70 | . | . | . | . | 0 | . | . | . | . | 0 | . | . | . | . | 0 | . | . | . | . | 0 | . | . | . | . | 0 | . | . | . | . | 0 | . | . | . | . | 0 | . | . | . | . | 0 | . | . | . | . | 0 | . | . | . | . | 0 | . | . | . | . | 0 | . | . | . | . | 0 | . | . | . | . | 0 | . | . | . | . | 0 | . | . | . | . | 0 | 0.468 | NM | NM | 0 | 0.468 | 70 | 0 | 0 | 0 | 70 | 0 | 0 | 0 | 0 | 0
2024 | 4 | MT | 20997 | Yellowstone Valley Elec Co-op | Preliminary | AC | 2.88 | . | . | . | 2.88 | 333 | . | . | . | 333 | . | . | . | . | 0 | . | . | . | . | 0 | . | . | . | . | 0 | . | . | . | . | 0 | . | . | . | . | 0 | . | . | . | . | 0 | . | . | . | . | 0 | . | . | . | . | 0 | . | . | . | . | 0 | 0.019 | . | . | . | 0.019 | 3 | . | . | . | 3 | . | . | . | . | 0 | . | . | . | . | 0 | . | . | . | . | 0 | . | . | . | . | 0 | 2.899 | NM | NM | 0 | 2.899 | 336 | 0 | 0 | 0 | 336 | 0 | 0 | 0 | 0 | 0
2024 | 4 | MT | 99999 | Adjustment 2024 | Preliminary |  | 1.827 | 0.041 | . | . | 1.868 | . | . | . | . | . | -0.025 | . | . | . | -0.025 | . | . | . | . | . | . | . | . | . | . | -0.096 | -0.005 | . | . | -0.1 | . | . | . | . | . | . | . | . | . | . | . | . | . | . | 0 | . | . | . | . | . | . | . | . | . | . | . | . | . | . | . | . | . | . | . | . | . | . | . | . | . | . | . | . | . | . | . | . | . | . | . | . | . | . | . | . | 1.802 | 0.041 | . | . | 1.843 | . | . | . | . | . | . | . | . | . | .
2024 | 4 | NC | 3046 | Duke Energy Progress - (NC) | Preliminary | AC | 162.932 | 27.849 | 5.118 | 0 | 195.899 | 22296 | 675 | 19 | 0 | 22990 | . | . | . | . | 0 | . | . | . | . | 0 | . | . | . | . | 0 | . | . | . | . | 0 | . | . | . | . | 0 | . | . | . | . | 0 | . | . | . | . | 0 | . | . | . | . | 0 | . | . | . | . | 0 | 0.002 | 0.01 | 0 | 0 | 0.012 | 1 | 1 | 0 | 0 | 2 | . | . | . | . | 0 | . | . | . | . | 0 | . | . | . | . | 0 | . | . | . | . | 0 | 162.934 | 27.859 | 5.118 | 0 | 195.911 | 22297 | 676 | 19 | 0 | 22992 | 0 | 0 | 0 | 0 | 0
2024 | 4 | NC | 5416 | Duke Energy Carolinas, LLC | Preliminary | AC | 154.872 | 42.079 | 6.702 | . | 203.653 | 23000 | 900 | 36 | . | 23936 | . | . | . | . | 0 | . | . | . | . | 0 | . | . | . | . | 0 | . | . | . | . | 0 | . | . | . | . | 0 | . | . | . | . | 0 | . | . | . | . | 0 | . | . | . | . | 0 | . | . | . | . | 0 | 0.007 | 0.002 | 0 | . | 0.009 | 5 | 1 | 0 | . | 6 | . | . | . | . | 0 | 0.006 | 0.4 | . | . | 0.406 | 1 | 1 | . | . | 2 | . | . | . | . | 0 | 154.885 | 42.481 | 6.702 | 0 | 204.068 | 23006 | 902 | 36 | 0 | 23944 | 0 | 0 | 0 | 0 | 0
2024 | 4 | NC | 6235 | Fayetteville Public Works Commission | Preliminary | AC | 1.733 | . | . | . | 1.733 | 284 | . | . | . | 284 | . | . | . | . | 0 | . | . | . | . | 0 | . | . | . | . | 0 | . | . | . | . | 0 | . | . | . | . | 0 | . | . | . | . | 0 | . | . | . | . | 0 | . | . | . | . | 0 | . | . | . | . | 0 | . | . | . | . | 0 | . | . | . | . | 0 | . | . | . | . | 0 | . | . | . | . | 0 | . | . | . | . | 0 | . | . | . | . | 0 | 1.733 | NM | NM | 0 | 1.733 | 284 | 0 | 0 | 0 | 284 | 0 | 0 | 0 | 0 | 0
2024 | 4 | NC | 9837 | Jones-Onslow Elec Member Corp | Preliminary | AC | 3.821 | . | . | . | 3.821 | 506 | . | . | . | 506 | . | . | . | . | 0 | . | . | . | . | 0 | 252.865 | . | . | . | 0 | . | . | . | . | 0 | . | . | . | . | 0 | . | . | . | . | 0 | . | . | . | . | 0 | . | . | . | . | 0 | . | . | . | . | 0 | . | . | . | . | 0 | . | . | . | . | 0 | . | . | . | . | 0 | . | . | . | . | 0 | . | . | . | . | 0 | . | . | . | . | 0 | 3.821 | NM | NM | 0 | 3.821 | 506 | 0 | 0 | 0 | 506 | 252.865 | 0 | 0 | 0 | 252.865
2024 | 4 | NC | 16496 | Rutherford Elec Member Corp | Preliminary | AC | 2.598 | 0.055 | 0.2 | . | 2.853 | 361 | 2 | 1 | . | 364 | . | . | . | . | 0 | . | . | . | . | 0 | 171.775 | 2.091 | . | . | 173.866 | . | . | . | . | 0 | . | . | . | . | 0 | . | . | . | . | 0 | . | . | . | . | 0 | . | . | . | . | 0 | . | . | . | . | 0 | . | . | . | . | 0 | . | . | . | . | 0 | . | . | . | . | 0 | . | . | . | . | 0 | . | . | . | . | 0 | . | . | . | . | 0 | 2.598 | 0.055 | 0.2 | 0 | 2.853 | 361 | 2 | 1 | 0 | 364 | 171.775 | 2.091 | 0 | 0 | 173.866
2024 | 4 | NC | 19876 | Virginia Electric & Power Co | Preliminary | AC | 4.725 | 0.981 | . | . | 5.706 | 643 | 27 | . | . | 670 | . | . | . | . | 0 | . | . | . | . | 0 | . | . | . | . | 0 | . | . | . | . | 0 | . | . | . | . | 0 | . | . | . | . | 0 | . | . | . | . | 0 | . | . | . | . | 0 | . | . | . | . | 0 | 0.046 | 0.046 | . | . | 0.092 | 112 | 15 | . | . | 127 | . | . | . | . | 0 | . | . | . | . | 0 | . | . | . | . | 0 | . | . | . | . | 0 | 4.771 | 1.027 | NM | 0 | 5.798 | 755 | 42 | 0 | 0 | 797 | 0 | 0 | 0 | 0 | 0
2024 | 4 | NC | 24889 | Brunswick Electric Member Corp | Preliminary | AC | 6.416 | . | . | . | 6.416 | 802 | . | . | . | 802 | 0.23 | . | . | . | 0.23 | 146 | . | . | . | 146 | . | . | . | . | 0 | . | . | . | . | 0 | . | . | . | . | 0 | . | . | . | . | 0 | . | . | . | . | 0 | . | . | . | . | 0 | . | . | . | . | 0 | . | . | . | . | 0 | . | . | . | . | 0 | . | . | . | . | 0 | . | . | . | . | 0 | . | . | . | . | 0 | . | . | . | . | 0 | 6.646 | NM | NM | 0 | 6.646 | 948 | 0 | 0 | 0 | 948 | 0 | 0 | 0 | 0 | 0
2024 | 4 | NC | 99999 | Adjustment 2024 | Preliminary |  | 36.509 | 4.373 | . | . | 40.882 | . | . | . | . | . | . | . | . | . | . | . | . | . | . | . | . | . | . | . | . | . | . | . | . | . | . | . | . | . | . | . | . | . | . | . | . | . | . | . | . | . | . | . | . | . | . | . | . | . | . | . | . | . | . | . | . | . | . | . | . | . | . | . | . | . | . | . | . | . | . | . | . | . | . | . | . | . | . | . | . | 36.509 | 4.373 | . | . | 40.882 | . | . | . | . | . | . | . | . | . | .
2024 | 4 | ND | 12090 | McLean Electric Coop, Inc | Preliminary | AC | 0.08 | . | . | . | 0.08 | 7 | . | . | . | 7 | . | . | . | . | 0 | . | . | . | . | 0 | 3.03 | . | . | . | 3.03 | . | . | . | . | 0 | . | . | . | . | 0 | . | . | . | . | 0 | . | . | . | . | 0 | . | . | . | . | 0 | . | . | . | . | 0 | . | . | . | . | 0 | . | . | . | . | 0 | . | . | . | . | 0 | . | . | . | . | 0 | . | . | . | . | 0 | . | . | . | . | 0 | 0.08 | NM | NM | 0 | 0.08 | 7 | 0 | 0 | 0 | 7 | 3.03 | 0 | 0 | 0 | 3.03
2024 | 4 | ND | 12301 | Nodak Electric Coop Inc | Preliminary | AC | 0.092 | . | . | . | 0.092 | 12 | . | . | . | 12 | . | . | . | . | 0 | . | . | . | . | 0 | 1.993 | . | . | . | 1.993 | . | . | . | . | 0 | . | . | . | . | 0 | . | . | . | . | 0 | . | . | . | . | 0 | . | . | . | . | 0 | . | . | . | . | 0 | 0.086 | . | 0.06 | . | 0.146 | 5 | . | 2 | . | 7 | 0.498 | . | 0 | . | 0.498 | . | . | . | . | 0 | . | . | . | . | 0 | . | . | . | . | 0 | 0.178 | NM | 0.06 | 0 | 0.238 | 17 | 0 | 2 | 0 | 19 | 2.491 | 0 | 0 | 0 | 2.491
2024 | 4 | ND | 14232 | Otter Tail Power Co | Preliminary | AC | 0.009 | 0.164 | 0 | 0 | 0.173 | 1 | 6 | 0 | 0 | 7 | 0 | 0 | 0 | 0 | 0 | 0 | 0 | 0 | 0 | 0 | 0.665 | 9.476 | 0 | 0 | 10.141 | 0 | 0 | 0 | 0 | 0 | 0 | 0 | 0 | 0 | 0 | 0 | 0 | 0 | 0 | 0 | 0 | 0 | 0 | 0 | 0 | 0 | 0 | 0 | 0 | 0 | 0 | 0 | 0 | 0 | 0 | 0.012 | 0.03 | 0 | 0 | 0.042 | 1 | 1 | 0 | 0 | 2 | 0 | 0 | 0 | 0 | 0 | 0 | 0 | 0 | 0 | 0 | 0 | 0 | 0 | 0 | 0 | 0 | 0 | 0 | 0 | 0 | 0.021 | 0.194 | NM | 0 | 0.215 | 2 | 7 | 0 | 0 | 9 | 0.665 | 9.476 | 0 | 0 | 10.141
2024 | 4 | ND | 19790 | Verendrye Electric Coop Inc | Preliminary | AC | 0.064 | . | . | . | 0.064 | 7 | . | . | . | 7 | . | . | . | . | 0 | . | . | . | . | 0 | 7.68 | . | . | . | 7.68 | . | . | . | . | 0 | . | . | . | . | 0 | . | . | . | . | 0 | . | . | . | . | 0 | . | . | . | . | 0 | . | . | . | . | 0 | 0.004 | . | . | . | 0.004 | 1 | . | . | . | 1 | 0.137 | . | . | . | 0.137 | . | . | . | . | 0 | . | . | . | . | 0 | . | . | . | . | 0 | 0.068 | NM | NM | 0 | 0.068 | 8 | 0 | 0 | 0 | 8 | 7.817 | 0 | 0 | 0 | 7.817
2024 | 4 | ND | 20413 | Mountrail-Williams Elec Coop | Preliminary | AC | 0.152 | 0.083 | . | . | 0.235 | 6 | 2 | . | . | 8 | . | . | . | . | 0 | . | . | . | . | 0 | 13 | 11 | . | . | 24 | . | . | . | . | 0 | . | . | . | . | 0 | . | . | . | . | 0 | . | . | . | . | 0 | . | . | . | . | 0 | . | . | . | . | 0 | . | 0.002 | . | . | 0.002 | . | 1 | . | . | 1 | . | . | . | . | 0 | . | . | . | . | 0 | . | . | . | . | 0 | . | . | . | . | 0 | 0.152 | 0.085 | NM | 0 | 0.237 | 6 | 3 | 0 | 0 | 9 | 13 | 11 | 0 | 0 | 24
2024 | 4 | ND | 24949 | Cass County Elec Coop Inc | Preliminary | DC | 0.396 | . | . | . | 0.396 | 33 | . | . | . | 33 | 0.101 | . | . | . | 0.101 | 151 | . | . | . | 151 | 0.939 | . | . | . | 0.939 | . | . | . | . | 0 | . | . | . | . | 0 | . | . | . | . | 0 | . | . | . | . | 0 | . | . | . | . | 0 | . | . | . | . | 0 | 0.157 | . | . | . | 0.157 | 14 | . | . | . | 14 | 0.816 | . | . | . | 0.816 | . | . | . | . | 0 | . | . | . | . | 0 | . | . | . | . | 0 | 0.654 | NM | NM | 0 | 0.654 | 198 | 0 | 0 | 0 | 198 | 1.755 | 0 | 0 | 0 | 1.755
2024 | 4 | ND | 99999 | Adjustment 2024 | Preliminary |  | -0.069 | NM | . | . | NM | . | . | . | . | . | -0.018 | . | . | . | -0.018 | . | . | . | . | . | . | . | . | . | . | . | . | . | . | 0 | . | . | . | . | . | . | . | . | . | . | . | . | . | . | 0 | . | . | . | . | . | . | . | . | . | . | . | . | . | . | . | . | . | . | . | . | . | . | . | . | . | . | . | . | . | . | . | . | . | . | . | . | . | . | . | . | -0.087 | NM | . | . | NM | . | . | . | . | . | . | . | . | . | .
2024 | 4 | NE | 4373 | Cornhusker Public Power Dist | Preliminary | AC | 0.849 | . | . | . | 0.849 | 38 | . | . | . | 38 | . | . | . | . | 0 | . | . | . | . | 0 | . | . | . | . | 0 | . | . | . | . | 0 | . | . | . | . | 0 | . | . | . | . | 0 | . | . | . | . | 0 | . | . | . | . | 0 | . | . | . | . | 0 | . | . | . | . | 0 | . | . | . | . | 0 | . | . | . | . | 0 | . | . | . | . | 0 | . | . | . | . | 0 | . | . | . | . | 0 | 0.849 | NM | NM | 0 | 0.849 | 38 | 0 | 0 | 0 | 38 | 0 | 0 | 0 | 0 | 0
2024 | 4 | NE | 4911 | Dawson Power District | Preliminary | AC | 0.632 | 0.287 | . | . | 0.919 | 54 | 7 | . | . | 61 | . | . | . | . | 0 | . | . | . | . | 0 | . | . | . | . | 0 | 0.117 | . | . | . | 0.117 | 7 | . | . | . | 7 | 0.212 | . | . | . | 0.212 | . | . | . | . | 0 | . | . | . | . | 0 | . | . | . | . | 0 | . | 0.002 | . | . | 0.002 | . | 1 | . | . | 1 | . | . | . | . | 0 | . | . | . | . | 0 | . | . | . | . | 0 | . | . | . | . | 0 | 0.632 | 0.289 | NM | 0 | 0.921 | 54 | 8 | 0 | 0 | 62 | 0 | 0 | 0 | 0 | 0
2024 | 4 | NE | 6779 | City of Fremont - (NE) | Preliminary | AC | 0.054 | 0.025 | . | . | 0.079 | 9 | 1 | . | . | 10 | 1.162 | 0.286 | . | . | 1.448 | 267 | 12 | . | . | 279 | . | . | . | . | 0 | . | . | . | . | 0 | . | . | . | . | 0 | . | . | . | . | 0 | . | . | . | . | 0 | . | . | . | . | 0 | . | . | . | . | 0 | . | . | . | . | 0 | . | . | . | . | 0 | . | . | . | . | 0 | . | . | . | . | 0 | . | . | . | . | 0 | . | . | . | . | 0 | 1.216 | 0.311 | NM | 0 | 1.527 | 276 | 13 | 0 | 0 | 289 | 0 | 0 | 0 | 0 | 0
2024 | 4 | NE | 11018 | Lincoln Electric System | Preliminary | AC | 2.881 | 0.663 | 0.005 | 0 | 3.549 | 398 | 37 | 1 | 0 | 436 | 3.361 | 0.239 | 0 | 0 | 3.6 | 591 | 42 | 0 | 0 | 633 | . | . | . | . | 0 | . | . | . | . | 0 | . | . | . | . | 0 | . | . | . | . | 0 | . | . | . | . | 0 | . | . | . | . | 0 | . | . | . | . | 0 | . | 0.002 | . | . | 0.002 | . | 1 | . | . | 1 | . | . | . | . | 0 | . | . | . | . | 0 | . | . | . | . | 0 | . | . | . | . | 0 | 6.242 | 0.904 | 0.005 | 0 | 7.151 | 989 | 80 | 1 | 0 | 1070 | 0 | 0 | 0 | 0 | 0
2024 | 4 | NE | 11251 | Loup River Public Power Dist | Preliminary | AC | . | . | 0.729 | . | 0.729 | . | . | 45 | . | 45 | . | . | . | . | 0 | . | . | . | . | 0 | . | . | 63.52 | . | 63.52 | . | . | . | . | 0 | . | . | . | . | 0 | . | . | . | . | 0 | . | . | . | . | 0 | . | . | . | . | 0 | . | . | . | . | 0 | . | . | . | . | 0 | . | . | . | . | 0 | . | . | . | . | 0 | . | . | . | . | 0 | . | . | . | . | 0 | . | . | . | . | 0 | NM | NM | 0.729 | 0 | 0.729 | 0 | 0 | 45 | 0 | 45 | 0 | 0 | 63.52 | 0 | 63.52
2024 | 4 | NE | 12539 | Midwest Electric Member Corp - (NE) | Preliminary | AC | 0.291 | 0.058 | 0 | 0 | 0.349 | 26 | 4 | 0 | 0 | 30 | 0 | 0 | 0 | 0 | 0 | 0 | 0 | 0 | 0 | 0 | 28.274 | 3.757 | 0 | 0 | 32.031 | 0 | 0 | 0 | 0 | 0 | 0 | 0 | 0 | 0 | 0 | 0 | 0 | 0 | 0 | 0 | 0 | 0 | 0 | 0 | 0 | 0 | 0 | 0 | 0 | 0 | 0 | 0 | 0 | 0 | 0 | 0.036 | 0 | 0 | 0 | 0.036 | 2 | 0 | 0 | 0 | 2 | 0.78 | 0 | 0 | 0 | 0.78 | 0 | 0 | 0 | 0 | 0 | 0 | 0 | 0 | 0 | 0 | 0 | 0 | 0 | 0 | 0 | 0.327 | 0.058 | NM | 0 | 0.385 | 28 | 4 | 0 | 0 | 32 | 29.054 | 3.757 | 0 | 0 | 32.811
2024 | 4 | NE | 13337 | Nebraska Public Power District | Preliminary | AC | 1.461 | 0.977 | . | . | 2.438 | 190 | 60 | . | . | 250 | . | . | . | . | 0 | . | . | . | . | 0 | 46.568 | 26.243 | . | . | 72.811 | . | . | . | . | 0 | . | . | . | . | 0 | . | . | . | . | 0 | . | . | . | . | 0 | . | . | . | . | 0 | . | . | . | . | 0 | 0.025 | 0.046 | . | . | 0.071 | 4 | 14 | . | . | 18 | . | . | . | . | 0 | . | . | . | . | 0 | . | . | . | . | 0 | . | . | . | . | 0 | 1.486 | 1.023 | NM | 0 | 2.509 | 194 | 74 | 0 | 0 | 268 | 46.568 | 26.243 | 0 | 0 | 72.811
2024 | 4 | NE | 13664 | Norris Public Power District | Preliminary | DC | 1.81 | 0.317 | . | . | 2.127 | 155 | 8 | . | . | 163 | . | . | . | . | 0 | . | . | . | . | 0 | 175.84 | 22.487 | . | . | 198.327 | . | . | . | . | 0 | . | . | . | . | 0 | . | . | . | . | 0 | . | . | . | . | 0 | . | . | . | . | 0 | . | . | . | . | 0 | 0.136 | 0.056 | . | . | 0.192 | 17 | 5 | . | . | 22 | 9.554 | 0.048 | . | . | 9.602 | . | . | . | . | 0 | . | . | . | . | 0 | . | . | . | . | 0 | 1.946 | 0.373 | NM | 0 | 2.319 | 172 | 13 | 0 | 0 | 185 | 185.394 | 22.535 | 0 | 0 | 207.929
2024 | 4 | NE | 14127 | Omaha Public Power District | Preliminary | AC | 11.289 | 0.689 | . | . | 11.978 | 1560 | 42 | . | . | 1602 | . | . | . | . | 0 | . | . | . | . | 0 | 306.469 | 11.639 | . | . | 318.108 | . | . | . | . | 0 | . | . | . | . | 0 | . | . | . | . | 0 | . | . | . | . | 0 | . | . | . | . | 0 | . | . | . | . | 0 | 0.032 | 0.002 | . | . | 0.034 | 7 | 1 | . | . | 8 | 1.4 | 0 | . | . | 1.4 | . | . | . | . | 0 | . | . | . | . | 0 | . | . | . | . | 0 | 11.321 | 0.691 | NM | 0 | 12.012 | 1567 | 43 | 0 | 0 | 1610 | 307.869 | 11.639 | 0 | 0 | 319.508
2024 | 4 | NE | 17642 | Southern Public Power District | Preliminary | AC | 0.566 | 0.025 | 0 | 0 | 0.591 | 38 | 1 | 0 | 0 | 39 | 0 | 0 | 0 | 0 | 0 | 0 | 0 | 0 | 0 | 0 | 0 | 0 | 0 | . | 0 | 0 | 0 | 0 | 0 | 0 | 0 | 0 | 0 | 0 | 0 | 0 | 0 | 0 | 0 | 0 | 0 | 0 | 0 | 0 | 0 | 0 | 0 | 0 | 0 | 0 | 0 | 0 | 0 | 0 | 0 | 0.027 | 0 | 0 | 0 | 0.027 | 5 | 0 | 0 | 0 | 5 | 0 | 0 | 0 | 0 | 0 | 0 | 0 | 0 | 0 | 0 | 0 | 0 | 0 | 0 | 0 | 0 | 0 | 0 | . | 0 | 0.593 | 0.025 | NM | 0 | 0.618 | 43 | 1 | 0 | 0 | 44 | 0 | 0 | 0 | 0 | 0
2024 | 4 | NE | 27058 | High West Energy, Inc | Preliminary | AC | 0.012 | . | . | . | 0.012 | 6 | . | . | . | 6 | . | . | . | . | 0 | . | . | . | . | 0 | . | . | . | . | 0 | . | . | . | . | 0 | . | . | . | . | 0 | . | . | . | . | 0 | . | . | . | . | 0 | . | . | . | . | 0 | . | . | . | . | 0 | . | . | . | . | 0 | . | . | . | . | 0 | . | . | . | . | 0 | . | . | . | . | 0 | . | . | . | . | 0 | . | . | . | . | 0 | 0.012 | NM | NM | 0 | 0.012 | 6 | 0 | 0 | 0 | 6 | 0 | 0 | 0 | 0 | 0
2024 | 4 | NE | 40606 | City of Grand Island - (NE) | Preliminary | AC | 0.098 | 0 | 0.012 | 0 | 0.11 | 9 | 0 | 1 | 0 | 10 | . | . | . | . | 0 | . | . | . | . | 0 | . | . | . | . | 0 | . | . | . | . | 0 | . | . | . | . | 0 | . | . | . | . | 0 | . | . | . | . | 0 | . | . | . | . | 0 | . | . | . | . | 0 | . | . | . | . | 0 | . | . | . | . | 0 | . | . | . | . | 0 | . | . | . | . | 0 | . | . | . | . | 0 | . | . | . | . | 0 | 0.098 | NM | 0.012 | 0 | 0.11 | 9 | 0 | 1 | 0 | 10 | 0 | 0 | 0 | 0 | 0
2024 | 4 | NE | 99999 | Adjustment 2024 | Preliminary |  | 2.899 | 0.61 | 0.05 | . | 3.559 | . | . | . | . | . | . | . | . | . | 0 | . | . | . | . | . | . | . | . | . | . | . | . | . | . | 0 | . | . | . | . | . | . | . | . | . | . | . | . | . | . | 0 | . | . | . | . | . | . | . | . | . | . | . | . | . | . | . | . | . | . | . | . | . | . | . | . | . | . | . | . | . | . | . | . | . | . | . | . | . | . | . | . | 2.899 | 0.61 | 0.05 | . | 3.559 | . | . | . | . | . | . | . | . | . | .
2024 | 4 | NH | 13441 | New Hampshire Elec Coop Inc | Preliminary | AC | 13.956 | 3.598 | 1.961 | . | 19.515 | 1755 | 115 | 7 | . | 1877 | . | 1.012 | . | . | 1.012 | . | 28 | . | . | 28 | . | . | . | . | 0 | . | . | . | . | 0 | . | . | . | . | 0 | . | . | . | . | 0 | . | . | . | . | 0 | . | . | . | . | 0 | . | . | . | . | 0 | 0.086 | 0.005 | . | . | 0.091 | 28 | 2 | . | . | 30 | . | . | . | . | 0 | 0.012 | 0.004 | . | . | 0.016 | 1 | 1 | . | . | 2 | . | . | . | . | 0 | 14.054 | 4.619 | 1.961 | 0 | 20.634 | 1784 | 146 | 7 | 0 | 1937 | 0 | 0 | 0 | 0 | 0
2024 | 4 | NH | 15472 | Public Service Co of NH | Preliminary | AC | 120.065 | 56.206 | 5.214 | 0 | 181.485 | 15150 | 819 | 39 | 0 | 16008 | 0 | 0 | 0 | 0 | 0 | 0 | 0 | 0 | 0 | 0 | 0 | 0 | 0 | 0 | 0 | 0 | 0 | 0 | 0 | 0 | 0 | 0 | 0 | 0 | 0 | 0 | 0 | 0 | 0 | 0 | 0 | 0 | 0 | 0 | 0 | 0 | 0 | 0 | 0 | 0 | 0 | 0 | 0 | 0 | 0 | 0.121 | 0.13 | 0 | 0 | 0.251 | 29 | 7 | 0 | 0 | 36 | 0 | 0 | 0 | 0 | 0 | 0.093 | 20.93 | 0.215 | 0 | 21.238 | 3 | 50 | 3 | 0 | 56 | 0 | 0 | 0 | 0 | 0 | 120.279 | 77.266 | 5.429 | 0 | 202.974 | 15182 | 876 | 42 | 0 | 16100 | 0 | 0 | 0 | 0 | 0
2024 | 4 | NH | 24590 | Unitil Energy Systems | Preliminary | AC | 17.304 | 4.166 | 0.812 | . | 22.282 | 2182 | 96 | 7 | . | 2285 | 0.191 | 0.628 | . | . | 0.819 | 13 | 14 | . | . | 27 | 239.715 | 91.106 | . | . | 330.821 | 0.774 | . | . | . | 0.774 | 75 | . | . | . | 75 | 0.96 | . | . | . | 0.96 | . | . | . | . | 0 | . | . | . | . | 0 | . | . | . | . | 0 | 0.015 | . | . | . | 0.015 | 3 | . | . | . | 3 | . | . | . | . | 0 | . | 9.005 | . | . | 9.005 | . | 3 | . | . | 3 | . | . | . | . | 0 | 17.51 | 13.799 | 0.812 | 0 | 32.121 | 2198 | 113 | 7 | 0 | 2318 | 239.715 | 91.106 | 0 | 0 | 330.821
2024 | 4 | NH | 26510 | Liberty Utilities (Granite State Electric) Corp | Preliminary | AC | 12.521 | 7.406 | 0 | 0 | 19.927 | 1506 | 108 | 0 | 0 | 1614 | 0.08 | 0.309 | 0 | 0 | 0.389 | 7 | 7 | 0 | 0 | 14 | . | . | . | . | 0 | . | . | . | . | 0 | . | . | . | . | 0 | . | . | . | . | 0 | . | . | . | . | 0 | . | . | . | . | 0 | . | . | . | . | 0 | 0 | 0.006 | 0 | 0 | 0.006 | 0 | 1 | 0 | 0 | 1 | . | . | . | . | 0 | 0 | 2 | 0 | 0 | 2 | 0 | 1 | 0 | 0 | 1 | . | . | . | . | 0 | 12.601 | 9.721 | NM | 0 | 22.322 | 1513 | 117 | 0 | 0 | 1630 | 0 | 0 | 0 | 0 | 0
2024 | 4 | NH | 99999 | Adjustment 2024 | Preliminary |  | 0.457 | 0.036 | . | . | 0.493 | . | . | . | . | . | . | . | . | . | . | . | . | . | . | . | . | . | . | . | . | . | . | . | . | . | . | . | . | . | . | . | . | . | . | . | . | . | . | . | . | . | . | . | . | . | . | . | . | . | . | . | . | . | . | . | . | . | . | . | . | . | . | . | . | . | . | . | . | . | . | . | . | . | . | . | . | . | . | . | . | 0.457 | 0.036 | . | . | 0.493 | . | . | . | . | . | . | . | . | . | .
2024 | 4 | NJ | 963 | Atlantic City Electric Co | Preliminary | AC | 406.064 | 159.622 | 22.346 | 0 | 588.032 | 49427 | 1634 | 44 | 0 | 51105 | 0.364 | 0.78 | 0 | 0 | 1.144 | 280 | 27 | 0 | 0 | 307 | . | . | . | . | 0 | . | . | . | . | 0 | . | . | . | . | 0 | . | . | . | . | 0 | . | . | . | . | 0 | . | . | . | . | 0 | . | . | . | . | 0 | 0.207 | 0.04 | 0 | 0 | 0.247 | 17 | 2 | 0 | 0 | 19 | . | . | . | . | 0 | 0.06 | 0 | 0 | 0 | 0.06 | 5 | 0 | 0 | 0 | 5 | . | . | . | . | 0 | 406.695 | 160.442 | 22.346 | 0 | 589.483 | 49729 | 1663 | 44 | 0 | 51436 | 0 | 0 | 0 | 0 | 0
2024 | 4 | NJ | 9726 | Jersey Central Power & Lt Co | Preliminary | AC | 431.305 | 429.299 | 23.834 | 0 | 884.438 | 51838 | 2520 | 59 | 0 | 54417 | 0.067 | 0 | 0 | 0 | 0.067 | 1 | 0 | 0 | 0 | 1 | 0 | 0 | 0 | 0 | 0 | 12.461 | 0.132 | 0 | 0 | 12.593 | 1329 | 7 | 0 | 0 | 1336 | 0 | 0 | 0 | 0 | 0 | 0.085 | 0 | 0 | 0 | 0.085 | 8 | 0 | 0 | 0 | 8 | 0 | 0 | 0 | 0 | 0 | 0.22 | 0.057 | 0 | 0 | 0.277 | 15 | 4 | 0 | 0 | 19 | 0 | 0 | 0 | 0 | 0 | 0 | 0.74 | 0 | 0 | 0.74 | 0 | 2 | 0 | 0 | 2 | 0 | 0 | 0 | 0 | 0 | 431.592 | 430.096 | 23.834 | 0 | 885.522 | 51854 | 2526 | 59 | 0 | 54439 | 0 | 0 | 0 | 0 | 0
2024 | 4 | NJ | 15477 | Public Service Elec & Gas Co | Preliminary | DC | 539.897 | 824.299 | 92.727 | 0 | 1456.923 | 84000 | 4233 | 169 | 0 | 88402 | . | . | . | . | 0 | . | . | . | . | 0 | . | . | . | . | 0 | . | . | . | . | 0 | . | . | . | . | 0 | . | . | . | . | 0 | . | . | . | . | 0 | . | . | . | . | 0 | . | . | . | . | 0 | 0 | 1.514 | 0 | 0 | 1.514 | 0 | 4 | 0 | 0 | 4 | . | . | . | . | 0 | . | . | . | . | 0 | . | . | . | . | 0 | . | . | . | . | 0 | 539.897 | 825.813 | 92.727 | 0 | 1458.437 | 84000 | 4237 | 169 | 0 | 88406 | 0 | 0 | 0 | 0 | 0
2024 | 4 | NJ | 16213 | Rockland Electric Co | Preliminary | AC | 11.493 | 29.333 | 0.072 | 0 | 40.898 | 1294 | 159 | 1 | 0 | 1454 | 0 | 0 | 0 | 0 | 0 | 0 | 0 | 0 | 0 | 0 | . | . | . | . | 0 | 0.145 | 0 | 0 | 0 | 0.145 | 14 | 0 | 0 | 0 | 14 | 0 | 0 | 0 | 0 | 0 | 0.852 | 0 | 0 | 0 | 0.852 | 74 | 0 | 0 | 0 | 74 | 0 | 0 | 0 | 0 | 0 | 0 | 0 | 0 | 0 | 0 | 0 | 0 | 0 | 0 | 0 | . | . | . | . | 0 | 0 | 0 | 0 | 0 | 0 | 0 | 0 | 0 | 0 | 0 | . | . | . | . | 0 | 11.493 | 29.333 | 0.072 | 0 | 40.898 | 1294 | 159 | 1 | 0 | 1454 | 0 | 0 | 0 | 0 | 0
2024 | 4 | NJ | 99999 | Adjustment 2024 | Preliminary |  | -84.832 | -134.717 | -6.62 | 0 | -226.168 | . | . | . | . | . | . | . | . | . | 0 | . | . | . | . | . | . | . | . | . | . | . | . | . | . | 0 | . | . | . | . | . | . | . | . | . | . | . | . | . | . | 0 | . | . | . | . | . | . | . | . | . | . | . | . | . | . | . | . | . | . | . | . | . | . | . | . | . | . | . | . | . | . | . | . | . | . | . | . | . | . | . | . | -84.832 | -134.717 | -6.62 | 0 | -226.168 | . | . | . | . | . | . | . | . | . | .
2024 | 4 | NM | 3287 | Central Valley Elec Coop, Inc | Preliminary | AC | 0.572 | . | . | . | 0.572 | 66 | . | . | . | 66 | . | . | . | . | 0 | . | . | . | . | 0 | 31.462 | . | . | . | 31.462 | . | . | . | . | 0 | . | . | . | . | 0 | . | . | . | . | 0 | . | . | . | . | 0 | . | . | . | . | 0 | . | . | . | . | 0 | 0.001 | . | . | . | 0.001 | 1 | . | . | . | 1 | . | . | . | . | 0 | . | . | . | . | 0 | . | . | . | . | 0 | . | . | . | . | 0 | 0.573 | NM | NM | 0 | 0.573 | 67 | 0 | 0 | 0 | 67 | 31.462 | 0 | 0 | 0 | 31.462
2024 | 4 | NM | 5701 | El Paso Electric Co | Preliminary | AC | 50.964 | 7.623 | . | . | 58.587 | 9332 | 192 | . | . | 9524 | . | . | . | . | 0 | . | . | . | . | 0 | 2585.9 | 132.119 | . | . | 2718.019 | 0.969 | . | . | . | 0.969 | 109 | . | . | . | 109 | . | . | . | . | 0 | . | . | . | . | 0 | . | . | . | . | 0 | . | . | . | . | 0 | 0.007 | 0.006 | . | . | 0.013 | 3 | 2 | . | . | 5 | . | . | . | . | 0 | . | . | . | . | 0 | . | . | . | . | 0 | . | . | . | . | 0 | 50.971 | 7.629 | NM | 0 | 58.6 | 9335 | 194 | 0 | 0 | 9529 | 2585.9 | 132.119 | 0 | 0 | 2718.019
2024 | 4 | NM | 6204 | City of Farmington - (NM) | Preliminary | AC | 2.056 | 0.131 | 0 | 0 | 2.187 | 402 | 16 | 0 | 0 | 418 | . | . | . | . | 0 | . | . | . | . | 0 | 219.248 | 5.495 | 0 | 0 | 224.743 | . | . | . | . | 0 | . | . | . | . | 0 | . | . | . | . | 0 | . | . | . | . | 0 | . | . | . | . | 0 | . | . | . | . | 0 | . | . | . | . | 0 | . | . | . | . | 0 | . | . | . | . | 0 | . | . | . | . | 0 | . | . | . | . | 0 | . | . | . | . | 0 | 2.056 | 0.131 | NM | 0 | 2.187 | 402 | 16 | 0 | 0 | 418 | 219.248 | 5.495 | 0 | 0 | 224.743
2024 | 4 | NM | 11204 | Los Alamos County | Preliminary | DC | 2.675 | 0.714 | . | . | 3.389 | 458 | 32 | . | . | 490 | . | . | . | . | 0 | . | . | . | . | 0 | 208.849 | 28.833 | . | . | 237.682 | . | . | . | . | 0 | . | . | . | . | 0 | . | . | . | . | 0 | . | . | . | . | 0 | . | . | . | . | 0 | . | . | . | . | 0 | . | . | . | . | 0 | . | . | . | . | 0 | . | . | . | . | 0 | . | . | . | . | 0 | . | . | . | . | 0 | . | . | . | . | 0 | 2.675 | 0.714 | NM | 0 | 3.389 | 458 | 32 | 0 | 0 | 490 | 208.849 | 28.833 | 0 | 0 | 237.682
2024 | 4 | NM | 15473 | Public Service Co of NM | Preliminary | DC | 266.62 | 88.54 | 0 | 0 | 355.16 | 42927 | 1153 | 0 | 0 | 44080 | 0 | 0 | 0 | 0 | 0 | 0 | 0 | 0 | 0 | 0 | 0 | 0 | 0 | 0 | 0 | 0 | 0 | 0 | 0 | 0 | 0 | 0 | 0 | 0 | 0 | 0 | 0 | 0 | 0 | 0 | 0 | 0 | 0 | 0 | 0 | 0 | 0 | 0 | 0 | 0 | 0 | 0 | 0 | 0 | 0 | 0.009 | 0.015 | 0 | 0 | 0.024 | 3 | 3 | 0 | 0 | 6 | 0 | 0 | 0 | 0 | 0 | 0 | 0 | 0 | 0 | 0 | 0 | 0 | 0 | 0 | 0 | 0 | 0 | 0 | 0 | 0 | 266.629 | 88.555 | NM | 0 | 355.184 | 42930 | 1156 | 0 | 0 | 44086 | 0 | 0 | 0 | 0 | 0
2024 | 4 | NM | 17718 | Southwestern Public Service Co | Preliminary | DC | 19.769 | 7.588 | 0.493 | . | 27.85 | 2069 | 107 | 6 | . | 2182 | . | . | . | . | 0 | . | . | . | . | 0 | . | . | . | . | 0 | . | . | . | . | 0 | . | . | . | . | 0 | . | . | . | . | 0 | . | . | . | . | 0 | . | . | . | . | 0 | . | . | . | . | 0 | . | . | . | . | 0 | . | . | . | . | 0 | . | . | . | . | 0 | . | . | . | . | 0 | . | . | . | . | 0 | . | . | . | . | 0 | 19.769 | 7.588 | 0.493 | 0 | 27.85 | 2069 | 107 | 6 | 0 | 2182 | 0 | 0 | 0 | 0 | 0
2024 | 4 | NM | 99999 | Adjustment 2024 | Preliminary |  | -28.309 | -11.628 | 0.064 | 0 | -39.873 | . | . | . | . | . | 0 | 0 | 0 | 0 | 0 | . | . | . | . | . | . | . | . | . | . | 0 | 0 | 0 | 0 | 0 | . | . | . | . | . | . | . | . | . | . | 0 | 0 | 0 | 0 | 0 | . | . | . | . | . | . | . | . | . | . | . | . | . | . | . | . | . | . | . | . | . | . | . | . | . | . | . | . | . | . | . | . | . | . | . | . | . | . | . | . | -28.309 | -11.628 | 0.064 | 0 | -39.873 | . | . | . | . | . | . | . | . | . | .
2024 | 4 | NV | 2008 | City of Boulder City - (NV) | Preliminary | DC | 1.182 | 1.106 | 0 | 0 | 2.288 | 140 | 11 | 0 | 0 | 151 | . | . | . | . | 0 | . | . | . | . | 0 | . | . | . | . | 0 | . | . | . | . | 0 | . | . | . | . | 0 | . | . | . | . | 0 | . | . | . | . | 0 | . | . | . | . | 0 | . | . | . | . | 0 | . | . | . | . | 0 | . | . | . | . | 0 | . | . | . | . | 0 | . | . | . | . | 0 | . | . | . | . | 0 | . | . | . | . | 0 | 1.182 | 1.106 | NM | 0 | 2.288 | 140 | 11 | 0 | 0 | 151 | 0 | 0 | 0 | 0 | 0
2024 | 4 | NV | 13073 | Mt Wheeler Power, Inc | Preliminary | AC | 0.061 | 0.157 | . | . | 0.218 | 14 | 6 | . | . | 20 | . | . | . | . | 0 | . | . | . | . | 0 | . | . | . | . | 0 | . | . | . | . | 0 | . | . | . | . | 0 | . | . | . | . | 0 | . | . | . | . | 0 | . | . | . | . | 0 | . | . | . | . | 0 | . | 0.011 | . | . | 0.011 | . | 1 | . | . | 1 | . | . | . | . | 0 | . | . | . | . | 0 | . | . | . | . | 0 | . | . | . | . | 0 | 0.061 | 0.168 | NM | 0 | 0.229 | 14 | 7 | 0 | 0 | 21 | 0 | 0 | 0 | 0 | 0
2024 | 4 | NV | 13407 | Nevada Power Co | Preliminary | AC | 814.97 | 30.28 | 33.259 | 0 | 878.509 | 106877 | 540 | 117 | 0 | 107534 | . | . | . | . | 0 | . | . | . | . | 0 | . | . | . | . | 0 | 14.529 | 0.005 | 0.163 | 0 | 14.697 | 1838 | 1 | 1 | 0 | 1840 | 37.263 | 0.01 | 0.84 | 0 | 38.113 | . | . | . | . | 0 | . | . | . | . | 0 | . | . | . | . | 0 | 0.016 | 0.008 | 0.002 | . | 0.026 | 2 | 3 | 1 | . | 6 | . | . | . | . | 0 | . | . | . | . | 0 | . | . | . | . | 0 | . | . | . | . | 0 | 814.986 | 30.288 | 33.261 | 0 | 878.535 | 106879 | 543 | 118 | 0 | 107540 | 0 | 0 | 0 | 0 | 0
2024 | 4 | NV | 17166 | Sierra Pacific Power Co | Preliminary | AC | 78.502 | 34.513 | 1.073 | . | 114.088 | 12734 | 445 | 5 | . | 13184 | . | . | . | . | 0 | . | . | . | . | 0 | . | . | . | . | 0 | 7.333 | 0.047 | . | . | 7.38 | 951 | 4 | . | . | 955 | 18.53 | 0.101 | . | . | 18.631 | . | . | . | . | 0 | . | . | . | . | 0 | . | . | . | . | 0 | 0.307 | 9.354 | 0.007 | . | 9.668 | 49 | 88 | 1 | . | 138 | . | . | . | . | 0 | 0.05 | 0.108 | 0.05 | . | 0.208 | 1 | 2 | 1 | . | 4 | . | . | . | . | 0 | 78.859 | 43.975 | 1.13 | 0 | 123.964 | 12784 | 535 | 7 | 0 | 13326 | 0 | 0 | 0 | 0 | 0
2024 | 4 | NV | 19840 | Valley Electric Assn, Inc | Preliminary | AC | 20.521 | 0.181 | 0 | 0 | 20.702 | 2064 | 20 | 0 | 0 | 2084 | 0 | 0 | 0 | 0 | 0 | 0 | 0 | 0 | 0 | 0 | 2214.657 | 11.297 | 0 | 0 | 2225.954 | 0 | 0 | 0 | 0 | 0 | 0 | 0 | 0 | 0 | 0 | 0 | 0 | 0 | 0 | 0 | 0 | 0 | 0 | 0 | 0 | 0 | 0 | 0 | 0 | 0 | 0 | 0 | 0 | 0 | 0 | 0.02 | 0.002 | 0 | 0 | 0.022 | 9 | 1 | 0 | 0 | 10 | 2.752 | 0.001 | 0 | 0 | 2.753 | 0.075 | 0.006 | 0.08 | 0 | 0.161 | 9 | 1 | 10 | 0 | 20 | 5.665 | 0.014 | 5.68 | 0 | 11.359 | 20.616 | 0.189 | 0.08 | 0 | 20.885 | 2082 | 22 | 10 | 0 | 2114 | 2223.074 | 11.312 | 5.68 | 0 | 2240.066
2024 | 4 | NV | 99999 | Adjustment 2024 | Preliminary |  | 6.41 | -0.134 | 0 | 0 | 6.276 | . | . | . | . | . | . | . | . | . | 0 | . | . | . | . | . | . | . | . | . | . | . | . | . | . | 0 | . | . | . | . | . | . | . | . | . | . | . | . | . | . | 0 | . | . | . | . | . | . | . | . | . | . | . | . | . | . | . | . | . | . | . | . | . | . | . | . | . | . | . | . | . | . | . | . | . | . | . | . | . | . | . | . | 6.41 | -0.134 | NM | 0 | 6.276 | . | . | . | . | . | . | . | . | . | .
2024 | 4 | NY | 3249 | Central Hudson Gas & Elec Corp | Preliminary | AC | 121.646 | 203.35 | . | . | 324.996 | 15097 | 738 | . | . | 15835 | . | . | . | . | 0 | . | . | . | . | 0 | . | . | . | . | 0 | . | . | . | . | 0 | . | . | . | . | 0 | . | . | . | . | 0 | . | . | . | . | 0 | . | . | . | . | 0 | . | . | . | . | 0 | 0.143 | 0.016 | . | . | 0.159 | 13 | 2 | . | . | 15 | . | . | . | . | 0 | . | . | . | . | 0 | . | . | . | . | 0 | . | . | . | . | 0 | 121.789 | 203.366 | NM | 0 | 325.155 | 15110 | 740 | 0 | 0 | 15850 | 0 | 0 | 0 | 0 | 0
2024 | 4 | NY | 4226 | Consolidated Edison Co-NY Inc | Preliminary | AC | 354 | 112.36 | . | . | 466.36 | 62458 | 3367 | . | . | 65825 | . | 104.979 | . | . | 104.979 | . | 760 | . | . | 760 | . | . | . | . | 0 | 3.918 | 10.35 | . | . | 14.268 | 482 | 26 | . | . | 508 | 9.938 | 49.689 | . | . | 59.627 | 0.196 | 11.458 | . | . | 11.654 | 25 | 9 | . | . | 34 | 0.48 | 11.654 | . | . | 12.134 | 0 | 0.143 | . | . | 0.143 | 0 | 6 | . | . | 6 | . | . | . | . | 0 | 0.015 | 39.122 | . | . | 39.137 | 3 | 41 | . | . | 44 | . | . | . | . | 0 | 354.015 | 256.604 | NM | 0 | 610.619 | 62461 | 4174 | 0 | 0 | 66635 | 0 | 0 | 0 | 0 | 0
2024 | 4 | NY | 11171 | Long Island Power Authority | Preliminary | AC | 593.169 | 97.643 | . | . | 690.812 | 83664 | 1669 | . | . | 85333 | . | 10.635 | . | . | 10.635 | . | 44 | . | . | 44 | . | . | . | . | 0 | 15.468 | 0.638 | . | . | 16.106 | 1792 | 9 | . | . | 1801 | . | . | . | . | 0 | . | . | . | . | 0 | . | . | . | . | 0 | . | . | . | . | 0 | 0.024 | 0.356 | . | . | 0.38 | 5 | 16 | . | . | 21 | . | . | . | . | 0 | 3.242 | 21.287 | . | . | 24.529 | 334 | 46 | . | . | 380 | . | . | . | . | 0 | 596.435 | 129.921 | NM | 0 | 726.356 | 84003 | 1775 | 0 | 0 | 85778 | 0 | 0 | 0 | 0 | 0
2024 | 4 | NY | 13511 | New York State Elec & Gas Corp | Preliminary | AC | 84.789 | 543.203 | . | . | 627.992 | 10355 | 1209 | . | . | 11564 | 0.154 | 439.189 | . | . | 439.343 | 4 | 246 | . | . | 250 | . | . | . | . | 0 | 6.073 | 27.388 | . | . | 33.461 | 451 | 10 | . | . | 461 | . | . | . | . | 0 | 0.323 | 0.42 | . | . | 0.743 | 36 | 4 | . | . | 40 | . | . | . | . | 0 | 0.649 | 0.756 | . | . | 1.405 | 75 | 28 | . | . | 103 | . | . | . | . | 0 | . | 10.897 | . | . | 10.897 | . | 28 | . | . | 28 | . | . | . | . | 0 | 85.592 | 994.045 | NM | 0 | 1079.637 | 10434 | 1511 | 0 | 0 | 11945 | 0 | 0 | 0 | 0 | 0
2024 | 4 | NY | 13573 | Niagara Mohawk Power Corp. | Preliminary | AC | 190.205 | 316.775 | 9.422 | 0 | 516.402 | 24328 | 2258 | 29 | 0 | 26615 | 0.011 | 963.091 | 0 | 0 | 963.102 | 1 | 289 | 0 | 0 | 290 | 0 | 0 | 0 | 0 | 0 | 0.027 | 0 | 0 | 0 | 0.027 | 4 | 0 | 0 | 0 | 4 | 0 | 0 | 0 | 0 | 0 | 0 | 0 | 0 | 0 | 0 | 0 | 0 | 0 | 0 | 0 | 0 | 0 | 0 | 0 | 0 | 2.408 | 4.001 | 0.15 | 0 | 6.559 | 195 | 63 | 2 | 0 | 260 | 0 | 0 | 0 | 0 | 0 | 0.115 | 19.222 | 1.155 | 0 | 20.492 | 24 | 51 | 3 | 0 | 78 | 0 | 0 | 0 | 0 | 0 | 192.739 | 1303.089 | 10.727 | 0 | 1506.555 | 24548 | 2661 | 34 | 0 | 27243 | 0 | 0 | 0 | 0 | 0
2024 | 4 | NY | 14154 | Orange & Rockland Utils Inc | Preliminary | AC | 94.476 | 103.747 | 6.428 | 0 | 204.651 | 12316 | 206 | 6 | 0 | 12528 | 0 | 16.951 | 0 | 0 | 16.951 | 0 | 36 | 0 | 0 | 36 | . | . | . | . | 0 | 5.384 | 15.91 | 0 | 0 | 21.294 | 643 | 7 | 0 | 0 | 650 | 4.61 | 7.99 | 0 | 0 | 12.6 | 0.045 | 15 | 0 | 0 | 15.045 | 3 | 4 | 0 | 0 | 7 | 0.04 | 12 | 0 | 0 | 12.04 | 0 | 0.012 | 0 | 0 | 0.012 | 0 | 2 | 0 | 0 | 2 | . | . | . | . | 0 | 0 | 0.02 | 0 | 0 | 0.02 | 0 | 1 | 0 | 0 | 1 | . | . | . | . | 0 | 94.476 | 120.73 | 6.428 | 0 | 221.634 | 12316 | 245 | 6 | 0 | 12567 | 0 | 0 | 0 | 0 | 0
2024 | 4 | NY | 16183 | Rochester Gas & Electric Corp | Preliminary | AC | 20.682 | 173.1 | . | . | 193.782 | 2583 | 252 | . | . | 2835 | 0.044 | 24.302 | . | . | 24.346 | 6 | 378 | . | . | 384 | . | . | . | . | 0 | . | 1 | . | . | 1 | . | 1 | . | . | 1 | . | . | . | . | 0 | . | . | . | . | 0 | . | . | . | . | 0 | . | . | . | . | 0 | 0.074 | 0.88 | . | . | 0.954 | 12 | 5 | . | . | 17 | . | . | . | . | 0 | 0.725 | 1.464 | . | . | 2.189 | 63 | 3 | . | . | 66 | . | . | . | . | 0 | 21.525 | 199.746 | NM | 0 | 221.271 | 2664 | 638 | 0 | 0 | 3302 | 0 | 0 | 0 | 0 | 0
2024 | 4 | NY | 66101 | FirstEnergy Pennsylvania Electric Co | Preliminary | AC | 0.087 | 0.001 | 0 | 0 | 0.088 | 11 | 1 | 0 | 0 | 12 | 0 | 0 | 0 | 0 | 0 | 0 | 0 | 0 | 0 | 0 | 0 | 0 | 0 | 0 | 0 | 0 | 0 | 0 | 0 | 0 | 0 | 0 | 0 | 0 | 0 | 0 | 0 | 0 | 0 | 0 | 0 | 0 | 0 | 0 | 0 | 0 | 0 | 0 | 0 | 0 | 0 | 0 | 0 | 0 | 0 | 0 | 0.004 | 0 | 0 | 0.004 | 0 | 1 | 0 | 0 | 1 | 0 | 0 | 0 | 0 | 0 | 0 | 0 | 0 | 0 | 0 | 0 | 0 | 0 | 0 | 0 | 0 | 0 | 0 | 0 | 0 | 0.087 | 0.005 | NM | 0 | 0.092 | 11 | 2 | 0 | 0 | 13 | 0 | 0 | 0 | 0 | 0
2024 | 4 | NY | 99999 | Adjustment 2024 | Preliminary |  | 0.308 | 0.013 | 0.025 | . | 0.346 | . | . | . | . | . | . | . | . | . | . | . | . | . | . | . | . | . | . | . | . | . | . | . | . | . | . | . | . | . | . | . | . | . | . | . | . | . | . | . | . | . | . | . | . | . | . | . | . | . | . | . | . | . | . | . | . | . | . | . | . | . | . | . | . | . | . | . | . | . | . | . | . | . | . | . | . | . | . | . | . | 0.308 | 0.013 | 0.025 | . | 0.346 | . | . | . | . | . | . | . | . | . | .
2024 | 4 | OH | 3542 | Duke Energy Ohio Inc | Preliminary | AC | 37.247 | 20.285 | 1.171 | 0 | 58.703 | 4830 | 232 | 20 | 0 | 5082 | . | . | . | . | 0 | . | . | . | . | 0 | . | . | . | . | 0 | . | . | . | . | 0 | . | . | . | . | 0 | . | . | . | . | 0 | . | . | . | . | 0 | . | . | . | . | 0 | . | . | . | . | 0 | 0.037 | 0 | 0 | 0 | 0.037 | 8 | 0 | 0 | 0 | 8 | . | . | . | . | 0 | . | . | . | . | 0 | . | . | . | . | 0 | . | . | . | . | 0 | 37.284 | 20.285 | 1.171 | 0 | 58.74 | 4838 | 232 | 20 | 0 | 5090 | 0 | 0 | 0 | 0 | 0
2024 | 4 | OH | 3755 | Cleveland Electric Illum Co | Preliminary | AC | 14.36 | 12.124 | 0.721 | 0 | 27.205 | 2059 | 140 | 7 | 0 | 2206 | 0 | 0 | 0 | 0 | 0 | 0 | 0 | 0 | 0 | 0 | 0 | 0 | 0 | 0 | 0 | 1.585 | 1.011 | 0.109 | 0 | 2.705 | 245 | 3 | 1 | 0 | 249 | 0 | 0 | 0 | 0 | 0 | 0 | 0 | 0 | 0 | 0 | 0 | 0 | 0 | 0 | 0 | 0 | 0 | 0 | 0 | 0 | 0.021 | 3.215 | 1.225 | 0 | 4.461 | 5 | 16 | 2 | 0 | 23 | 0 | 0 | 0 | 0 | 0 | 0 | 0 | 0 | 0 | 0 | 0 | 0 | 0 | 0 | 0 | 0 | 0 | 0 | 0 | 0 | 14.381 | 15.339 | 1.946 | 0 | 31.666 | 2064 | 156 | 9 | 0 | 2229 | 0 | 0 | 0 | 0 | 0
2024 | 4 | OH | 4922 | Dayton Power & Light Co | Preliminary | AC | 2.602 | 7.285 | . | . | 9.887 | 388 | 76 | . | . | 464 | . | . | . | . | 0 | . | . | . | . | 0 | . | . | . | . | 0 | . | . | . | . | 0 | . | . | . | . | 0 | . | . | . | . | 0 | . | . | . | . | 0 | . | . | . | . | 0 | . | . | . | . | 0 | 0.099 | 4.668 | . | . | 4.767 | 20 | 10 | . | . | 30 | . | . | . | . | 0 | . | 0.575 | . | . | 0.575 | . | 1 | . | . | 1 | . | . | . | . | 0 | 2.701 | 12.528 | NM | 0 | 15.229 | 408 | 87 | 0 | 0 | 495 | 0 | 0 | 0 | 0 | 0
2024 | 4 | OH | 13998 | Ohio Edison Co | Preliminary | AC | 26.454 | 28.036 | 0.592 | 0 | 55.082 | 3253 | 159 | 4 | 0 | 3416 | 0 | 0 | 0 | 0 | 0 | 0 | 0 | 0 | 0 | 0 | 0 | 0 | 0 | 0 | 0 | 4.387 | 0.303 | 0 | 0 | 4.69 | 524 | 4 | 0 | 0 | 528 | 0 | 0 | 0 | 0 | 0 | 0 | 0 | 0 | 0 | 0 | 0 | 0 | 0 | 0 | 0 | 0 | 0 | 0 | 0 | 0 | 0.758 | 1.783 | 1.05 | 0 | 3.591 | 73 | 34 | 3 | 0 | 110 | 0 | 0 | 0 | 0 | 0 | 0 | 0.915 | 0 | 0 | 0.915 | 0 | 4 | 0 | 0 | 4 | 0 | 0 | 0 | 0 | 0 | 27.212 | 30.734 | 1.642 | 0 | 59.588 | 3326 | 197 | 7 | 0 | 3530 | 0 | 0 | 0 | 0 | 0
2024 | 4 | OH | 14006 | Ohio Power Co | Preliminary | AC | 65.474 | 64.006 | 5.73 | . | 135.21 | 9425 | 496 | 39 | . | 9960 | . | . | . | . | 0 | . | . | . | . | 0 | 4970.835 | 3084.987 | 189.357 | . | 8245.179 | 3.322 | 0.732 | . | . | 4.054 | 727 | 10 | . | . | 737 | 8.116 | 1.122 | . | . | 9.238 | . | . | . | . | 0 | . | . | . | . | 0 | . | . | . | . | 0 | 0.299 | 2.018 | 25.733 | . | 28.05 | 56 | 22 | 7 | . | 85 | 3.702 | 5.299 | 748.8 | . | 757.801 | . | 3.105 | 1 | . | 4.105 | . | 7 | 1 | . | 8 | . | . | . | . | 0 | 65.773 | 69.129 | 32.463 | 0 | 167.365 | 9481 | 525 | 47 | 0 | 10053 | 4974.537 | 3090.286 | 938.157 | 0 | 9002.98
2024 | 4 | OH | 18997 | The Toledo Edison Co | Preliminary | AC | 4.361 | 14.512 | 23.806 | 0 | 42.679 | 577 | 83 | 16 | 0 | 676 | 0 | 0 | 0 | 0 | 0 | 0 | 0 | 0 | 0 | 0 | 0 | 0 | 0 | 0 | 0 | 0.383 | 0 | 0 | 0 | 0.383 | 47 | 0 | 0 | 0 | 47 | 0 | 0 | 0 | 0 | 0 | 0 | 0 | 0 | 0 | 0 | 0 | 0 | 0 | 0 | 0 | 0 | 0 | 0 | 0 | 0 | 0.273 | 3.345 | 4.5 | 0 | 8.118 | 41 | 20 | 1 | 0 | 62 | 0 | 0 | 0 | 0 | 0 | 0 | 0.78 | 2.8 | 0 | 3.58 | 0 | 4 | 1 | 0 | 5 | 0 | 0 | 0 | 0 | 0 | 4.634 | 18.637 | 31.106 | 0 | 54.377 | 618 | 107 | 18 | 0 | 743 | 0 | 0 | 0 | 0 | 0
2024 | 4 | OH | 99999 | Adjustment 2024 | Preliminary |  | 37.563 | 6.787 | 0.076 | . | 44.426 | . | . | . | . | . | . | . | . | . | . | . | . | . | . | . | . | . | . | . | . | . | . | . | . | . | . | . | . | . | . | . | . | . | . | . | . | . | . | . | . | . | . | . | . | . | . | . | . | . | . | . | . | . | . | . | . | . | . | . | . | . | . | . | . | . | . | . | . | . | . | . | . | . | . | . | . | . | . | . | . | 37.563 | 6.787 | 0.076 | . | 44.426 | . | . | . | . | . | . | . | . | . | .
2024 | 4 | OK | 817 | Arkansas Valley Elec Coop Corp | Preliminary | AC | 0.376 | . | . | . | 0.376 | 40 | . | . | . | 40 | . | . | . | . | 0 | . | . | . | . | 0 | 32.906 | . | . | . | 0 | . | . | . | . | 0 | . | . | . | . | 0 | . | . | . | . | 0 | . | . | . | . | 0 | . | . | . | . | 0 | . | . | . | . | 0 | . | . | . | . | 0 | . | . | . | . | 0 | . | . | . | . | 0 | . | . | . | . | 0 | . | . | . | . | 0 | . | . | . | . | 0 | 0.376 | NM | NM | 0 | 0.376 | 40 | 0 | 0 | 0 | 40 | 32.906 | 0 | 0 | 0 | 32.906
2024 | 4 | OK | 5860 | Empire District Electric Co | Preliminary | AC | 0.3 | 0.023 | . | . | 0.323 | 34 | 1 | . | . | 35 | . | . | . | . | 0 | . | . | . | . | 0 | 0.027 | 0 | . | . | 0.027 | . | . | . | . | 0 | . | . | . | . | 0 | . | . | . | . | 0 | . | . | . | . | 0 | . | . | . | . | 0 | . | . | . | . | 0 | . | . | . | . | 0 | . | . | . | . | 0 | . | . | . | . | 0 | . | . | . | . | 0 | . | . | . | . | 0 | . | . | . | . | 0 | 0.3 | 0.023 | NM | 0 | 0.323 | 34 | 1 | 0 | 0 | 35 | 0.027 | 0 | 0 | 0 | 0.027
2024 | 4 | OK | 13734 | Northeast Oklahoma Electric Co | Preliminary | AC | 1.838 | 0.981 | 0 | 0 | 2.819 | 206 | 15 | 0 | 0 | 221 | . | . | . | . | 0 | . | . | . | . | 0 | 146.643 | 66.161 | 0 | 0 | 212.804 | . | . | . | . | 0 | . | . | . | . | 0 | . | . | . | . | 0 | . | . | . | . | 0 | . | . | . | . | 0 | . | . | . | . | 0 | 0.01 | 0 | 0 | 0 | 0.01 | 1 | 0 | 0 | 0 | 1 | 0 | 0 | 0 | 0 | 0 | . | . | . | . | 0 | . | . | . | . | 0 | . | . | . | . | 0 | 1.848 | 0.981 | NM | 0 | 2.829 | 207 | 15 | 0 | 0 | 222 | 146.643 | 66.161 | 0 | 0 | 212.804
2024 | 4 | OK | 14062 | Oklahoma Electric Coop Inc | Preliminary | AC | 6.758 | 0.26 | . | . | 7.018 | 774 | 8 | . | . | 782 | . | . | . | . | 0 | . | . | . | . | 0 | . | . | . | . | 0 | . | . | . | . | 0 | . | . | . | . | 0 | . | . | . | . | 0 | . | . | . | . | 0 | . | . | . | . | 0 | . | . | . | . | 0 | 0.122 | . | . | . | 0.122 | 14 | . | . | . | 14 | . | . | . | . | 0 | . | . | 0.013 | . | 0.013 | . | . | 3 | . | 3 | . | . | . | . | 0 | 6.88 | 0.26 | 0.013 | 0 | 7.153 | 788 | 8 | 3 | 0 | 799 | 0 | 0 | 0 | 0 | 0
2024 | 4 | OK | 14063 | Oklahoma Gas & Electric Co | Preliminary | AC | 53.301 | 9.759 | 0.488 | 0 | 63.548 | 7551 | 195 | 4 | 0 | 7750 | 10.506 | 14.784 | 0.786 | 0 | 26.076 | 2952 | 1779 | 23 | 0 | 4754 | 0 | 0 | 0 | 0 | 0 | 0 | 0 | 0 | 0 | 0 | 0 | 0 | 0 | 0 | 0 | 0 | 0 | 0 | 0 | 0 | 0 | 0 | 0 | 0 | 0 | 0 | 0 | 0 | 0 | 0 | 0 | 0 | 0 | 0 | 0 | 0.125 | 0.505 | 0 | 0 | 0.63 | 20 | 8 | 0 | 0 | 28 | 0 | 0 | 0 | 0 | 0 | 0 | 0 | 0 | 0 | 0 | 0 | 0 | 0 | 0 | 0 | 0 | 0 | 0 | 0 | 0 | 63.932 | 25.048 | 1.274 | 0 | 90.254 | 10523 | 1982 | 27 | 0 | 12532 | 0 | 0 | 0 | 0 | 0
2024 | 4 | OK | 15474 | Public Service Co of Oklahoma | Preliminary | AC | 23.918 | 1.443 | 0.863 | . | 26.224 | 3529 | 64 | 5 | . | 3598 | . | . | . | . | 0 | . | . | . | . | 0 | 2370.26 | 84.796 | 7.973 | . | 2463.029 | 1.235 | 0.015 | . | . | 1.25 | 182 | 1 | . | . | 183 | 2.905 | 0.027 | . | . | 2.932 | 0.021 | . | . | . | 0.021 | 3 | . | . | . | 3 | 0.048 | . | . | . | 0.048 | 0.029 | . | . | . | 0.029 | 9 | . | . | . | 9 | 0.916 | . | . | . | 0.916 | 0.01 | . | . | . | 0.01 | 1 | . | . | . | 1 | 1.377 | . | . | . | 1.377 | 23.957 | 1.443 | 0.863 | 0 | 26.263 | 3539 | 64 | 5 | 0 | 3608 | 2372.553 | 84.796 | 7.973 | 0 | 2465.322
2024 | 4 | OK | 19785 | Verdigris Valley Elec Coop Inc | Preliminary | AC | 1.977 | . | . | . | 1.977 | 210 | . | . | . | 210 | . | . | . | . | 0 | . | . | . | . | 0 | . | . | . | . | 0 | . | . | . | . | 0 | . | . | . | . | 0 | . | . | . | . | 0 | . | . | . | . | 0 | . | . | . | . | 0 | . | . | . | . | 0 | . | . | . | . | 0 | . | . | . | . | 0 | . | . | . | . | 0 | . | . | . | . | 0 | . | . | . | . | 0 | . | . | . | . | 0 | 1.977 | NM | NM | 0 | 1.977 | 210 | 0 | 0 | 0 | 210 | 0 | 0 | 0 | 0 | 0
2024 | 4 | OK | 99999 | Adjustment 2024 | Preliminary |  | 19.386 | 1.185 | . | . | 20.571 | . | . | . | . | . | . | . | . | . | . | . | . | . | . | . | . | . | . | . | . | . | . | . | . | . | . | . | . | . | . | . | . | . | . | . | . | . | . | . | . | . | . | . | . | . | . | . | . | . | . | . | . | . | . | . | . | . | . | . | . | . | . | . | . | . | . | . | . | . | . | . | . | . | . | . | . | . | . | . | . | 19.386 | 1.185 | . | . | 20.571 | . | . | . | . | . | . | . | . | . | .
2024 | 4 | OR | 6022 | City of Eugene - (OR) | Preliminary | AC | 7.491 | 2.06 | . | . | 9.551 | 1122 | 101 | . | . | 1223 | . | . | . | . | 0 | . | . | . | . | 0 | . | . | . | . | 0 | . | . | . | . | 0 | . | . | . | . | 0 | . | . | . | . | 0 | . | . | . | . | 0 | . | . | . | . | 0 | . | . | . | . | 0 | . | . | . | . | 0 | . | . | . | . | 0 | . | . | . | . | 0 | . | . | . | . | 0 | . | . | . | . | 0 | . | . | . | . | 0 | 7.491 | 2.06 | NM | 0 | 9.551 | 1122 | 101 | 0 | 0 | 1223 | 0 | 0 | 0 | 0 | 0
2024 | 4 | OR | 9191 | Idaho Power Co | Preliminary | DC | 1.83 | 0.382 | 1.253 | . | 3.465 | 210 | 15 | 20 | . | 245 | . | . | . | . | 0 | . | . | . | . | 0 | . | . | . | . | 0 | . | . | . | . | 0 | . | . | . | . | 0 | . | . | . | . | 0 | . | . | . | . | 0 | . | . | . | . | 0 | . | . | . | . | 0 | . | . | . | . | 0 | . | . | . | . | 0 | . | . | . | . | 0 | . | . | . | . | 0 | . | . | . | . | 0 | . | . | . | . | 0 | 1.83 | 0.382 | 1.253 | 0 | 3.465 | 210 | 15 | 20 | 0 | 245 | 0 | 0 | 0 | 0 | 0
2024 | 4 | OR | 14354 | PacifiCorp | Preliminary | DC | 137.69 | 53.276 | 5 | 0 | 195.966 | 17805 | 1144 | 178 | 0 | 19127 | . | . | . | . | 0 | . | . | . | . | 0 | . | . | . | . | 0 | 6.358 | 0.314 | 0 | 0 | 6.672 | 596 | 12 | 0 | 0 | 608 | 18.979 | 0.522 | 0 | 0 | 19.501 | 0.039 | 0 | 0 | 0 | 0.039 | 4 | 0 | 0 | 0 | 4 | 0.096 | 0 | 0 | 0 | 0.096 | 0.078 | 0.087 | 0 | 0 | 0.165 | 18 | 9 | 0 | 0 | 27 | . | . | . | . | 0 | 0.142 | 2.761 | 0 | 0 | 2.903 | 9 | 16 | 0 | 0 | 25 | . | . | . | . | 0 | 137.91 | 56.124 | 5 | 0 | 199.034 | 17832 | 1169 | 178 | 0 | 19179 | 0 | 0 | 0 | 0 | 0
2024 | 4 | OR | 15248 | Portland General Electric Co | Preliminary | DC | 185.911 | 46.891 | 11.086 | . | 243.888 | 25255 | 987 | 67 | . | 26309 | . | . | . | . | 0 | . | . | . | . | 0 | . | . | . | . | 0 | . | . | . | . | 0 | . | . | . | . | 0 | . | . | . | . | 0 | . | . | . | . | 0 | . | . | . | . | 0 | . | . | . | . | 0 | 0.289 | 0.382 | . | . | 0.671 | 31 | 11 | . | . | 42 | . | . | . | . | 0 | 0.013 | 1.359 | 4.439 | . | 5.811 | 2 | 7 | 5 | . | 14 | . | . | . | . | 0 | 186.213 | 48.632 | 15.525 | 0 | 250.37 | 25288 | 1005 | 72 | 0 | 26365 | 0 | 0 | 0 | 0 | 0
2024 | 4 | OR | 18260 | Surprise Valley Electrification | Preliminary | AC | 0.073 | 0.015 | 0 | 0 | 0.088 | 6 | 1 | 0 | 0 | 7 | . | . | . | . | 0 | . | . | . | . | 0 | . | . | . | . | 0 | . | . | . | . | 0 | . | . | . | . | 0 | . | . | . | . | 0 | . | . | . | . | 0 | . | . | . | . | 0 | . | . | . | . | 0 | . | . | . | . | 0 | . | . | . | . | 0 | . | . | . | . | 0 | . | . | . | . | 0 | . | . | . | . | 0 | . | . | . | . | 0 | 0.073 | 0.015 | NM | 0 | 0.088 | 6 | 1 | 0 | 0 | 7 | 0 | 0 | 0 | 0 | 0
2024 | 4 | OR | 28541 | Clatskanie Peoples Util Dist | Preliminary | AC | 0.118 | . | . | . | 0.118 | 15 | . | . | . | 15 | . | . | . | . | 0 | . | . | . | . | 0 | . | . | . | . | 0 | . | . | . | . | 0 | . | . | . | . | 0 | . | . | . | . | 0 | . | . | . | . | 0 | . | . | . | . | 0 | . | . | . | . | 0 | . | . | . | . | 0 | . | . | . | . | 0 | . | . | . | . | 0 | 0.003 | . | . | . | 0.003 | 1 | . | . | . | 1 | . | . | . | . | 0 | 0.121 | NM | NM | 0 | 0.121 | 16 | 0 | 0 | 0 | 16 | 0 | 0 | 0 | 0 | 0
2024 | 4 | OR | 40437 | Emerald People's Utility Dist | Preliminary | AC | 1.616 | 0.253 | . | . | 1.869 | 229 | 23 | . | . | 252 | 0.17 | . | . | . | 0.17 | 99 | . | . | . | 99 | . | . | . | . | 0 | . | . | . | . | 0 | . | . | . | . | 0 | . | . | . | . | 0 | . | . | . | . | 0 | . | . | . | . | 0 | . | . | . | . | 0 | . | . | . | . | 0 | . | . | . | . | 0 | . | . | . | . | 0 | . | . | . | . | 0 | . | . | . | . | 0 | . | . | . | . | 0 | 1.786 | 0.253 | NM | 0 | 2.039 | 328 | 23 | 0 | 0 | 351 | 0 | 0 | 0 | 0 | 0
2024 | 4 | OR | 99999 | Adjustment 2024 | Preliminary |  | -39.722 | -14.225 | -2.72 | 0 | -56.667 | . | . | . | . | . | . | . | . | . | 0 | . | . | . | . | . | . | . | . | . | . | -1.109 | -0.055 | 0 | 0 | -1.164 | . | . | . | . | . | . | . | . | . | . | -0.007 | 0 | 0 | 0 | -0.007 | . | . | . | . | . | . | . | . | . | . | . | . | . | . | . | . | . | . | . | . | . | . | . | . | . | . | . | . | . | . | . | . | . | . | . | . | . | . | . | . | -39.722 | -14.225 | -2.72 | 0 | -56.667 | . | . | . | . | . | . | . | . | . | .
2024 | 4 | PA | 3597 | Citizens Electric Co - (PA) | Preliminary | AC | 0.857 | 2.61 | 0.841 | . | 4.308 | 67 | 12 | 3 | . | 82 | . | . | . | . | 0 | . | . | . | . | 0 | . | . | . | . | 0 | . | . | . | . | 0 | . | . | . | . | 0 | . | . | . | . | 0 | . | . | . | . | 0 | . | . | . | . | 0 | . | . | . | . | 0 | . | . | . | . | 0 | . | . | . | . | 0 | . | . | . | . | 0 | . | . | . | . | 0 | . | . | . | . | 0 | . | . | . | . | 0 | 0.857 | 2.61 | 0.841 | 0 | 4.308 | 67 | 12 | 3 | 0 | 82 | 0 | 0 | 0 | 0 | 0
2024 | 4 | PA | 5487 | Duquesne Light Co | Preliminary | AC | 55.536 | 24.847 | 1.292 | . | 81.675 | 8005 | 159 | 4 | . | 8168 | 0.2 | 5.74 | . | . | 5.94 | 14 | 16 | . | . | 30 | . | . | . | . | 0 | . | . | . | . | 0 | . | . | . | . | 0 | . | . | . | . | 0 | . | . | . | . | 0 | . | . | . | . | 0 | . | . | . | . | 0 | 0.067 | 0.02 | . | . | 0.087 | 13 | 4 | . | . | 17 | . | . | . | . | 0 | 0.004 | 0.49 | . | . | 0.494 | 1 | 5 | . | . | 6 | . | . | . | . | 0 | 55.807 | 31.097 | 1.292 | 0 | 88.196 | 8033 | 184 | 4 | 0 | 8221 | 0 | 0 | 0 | 0 | 0
2024 | 4 | PA | 14715 | PPL Electric Utilities Corp | Preliminary | AC | 227.568 | 121.75 | 18.288 | . | 367.606 | 24818 | 1015 | 62 | . | 25895 | 1.129 | 13.848 | . | . | 14.977 | 49 | 134 | . | . | 183 | . | . | . | . | 0 | . | . | . | . | 0 | . | . | . | . | 0 | . | . | . | . | 0 | . | . | . | . | 0 | . | . | . | . | 0 | . | . | . | . | 0 | 0.313 | 0.129 | . | . | 0.442 | 97 | 20 | . | . | 117 | . | . | . | . | 0 | 0.143 | 35.445 | 2.429 | . | 38.017 | 8 | 38 | 2 | . | 48 | . | . | . | . | 0 | 229.153 | 171.172 | 20.717 | 0 | 421.042 | 24972 | 1207 | 64 | 0 | 26243 | 0 | 0 | 0 | 0 | 0
2024 | 4 | PA | 14940 | PECO Energy Co | Preliminary | AC | 131.146 | 25.629 | 25.22 | . | 181.995 | 18915 | 378 | 44 | . | 19337 | 1.05 | 25.629 | . | . | 26.679 | 62 | 378 | . | . | 440 | . | . | . | . | 0 | . | . | . | . | 0 | . | . | . | . | 0 | . | . | . | . | 0 | . | . | . | . | 0 | . | . | . | . | 0 | . | . | . | . | 0 | . | . | . | . | 0 | . | . | . | . | 0 | . | . | . | . | 0 | . | . | . | . | 0 | . | . | . | . | 0 | . | . | . | . | 0 | 132.196 | 51.258 | 25.22 | 0 | 208.674 | 18977 | 756 | 44 | 0 | 19777 | 0 | 0 | 0 | 0 | 0
2024 | 4 | PA | 15045 | Pike County Light & Power Co | Preliminary | AC | 0.318 | 0.02 | 0 | 0 | 0.338 | 30 | 1 | 0 | 0 | 31 | . | . | . | . | 0 | . | . | . | . | 0 | . | . | . | . | 0 | . | . | . | . | 0 | . | . | . | . | 0 | . | . | . | . | 0 | . | . | . | . | 0 | . | . | . | . | 0 | . | . | . | . | 0 | . | . | . | . | 0 | . | . | . | . | 0 | . | . | . | . | 0 | . | . | . | . | 0 | . | . | . | . | 0 | . | . | . | . | 0 | 0.318 | 0.02 | NM | 0 | 0.338 | 30 | 1 | 0 | 0 | 31 | 0 | 0 | 0 | 0 | 0
2024 | 4 | PA | 19390 | UGI Utilities, Inc | Preliminary | AC | 1.873 | 0.225 | 0.12 | 0 | 2.218 | 211 | 10 | 2 | 0 | 223 | 0.159 | 0.26 | 0 | 0 | 0.419 | 12 | 3 | 0 | 0 | 15 | 0 | 0 | 0 | 0 | 0 | 0 | 0.026 | 0 | 0 | 0.026 | 0 | 1 | 0 | 0 | 1 | 0 | 0.04 | 0 | 0 | 0.04 | 0 | 0 | 0 | 0 | 0 | 0 | 0 | 0 | 0 | 0 | 0 | 0 | 0 | 0 | 0 | 0.017 | 0 | 0 | 0 | 0.017 | 5 | 0 | 0 | 0 | 5 | 0 | 0 | 0 | 0 | 0 | 0.02 | 0 | 0 | 0 | 0.02 | 1 | 0 | 0 | 0 | 1 | 0 | 0 | 0 | 0 | 0 | 2.069 | 0.485 | 0.12 | 0 | 2.674 | 229 | 13 | 2 | 0 | 244 | 0 | 0 | 0 | 0 | 0
2024 | 4 | PA | 20334 | Wellsborough Electric Co | Preliminary | AC | 0.137 | 0.125 | 1.125 | 0 | 1.387 | 17 | 5 | 1 | 0 | 23 | 0 | 0 | 0 | 0 | 0 | 0 | 0 | 0 | 0 | 0 | 0 | 0 | 0 | 0 | 0 | 0 | 0 | 0 | 0 | 0 | 0 | 0 | 0 | 0 | 0 | 0 | 0 | 0 | 0 | 0 | 0 | 0 | 0 | 0 | 0 | 0 | 0 | 0 | 0 | 0 | 0 | 0 | 0 | 0 | 0 | 0.015 | 0.002 | 0 | 0 | 0.017 | 3 | 1 | 0 | 0 | 4 | 0 | 0 | 0 | 0 | 0 | 0 | 0 | 0 | 0 | 0 | 0 | 0 | 0 | 0 | 0 | 0 | 0 | 0 | 0 | 0 | 0.152 | 0.127 | 1.125 | 0 | 1.404 | 20 | 6 | 1 | 0 | 27 | 0 | 0 | 0 | 0 | 0
2024 | 4 | PA | 66101 | FirstEnergy Pennsylvania Electric Co | Preliminary | AC | 170.328 | 49.531 | 22.875 | 0 | 242.734 | 18682 | 672 | 53 | 0 | 19407 | 1.919 | 8.295 | 3.709 | 0 | 13.923 | 117 | 73 | 4 | 0 | 194 | 0 | 0 | 0 | 0 | 0 | 9.999 | 0.055 | 0 | 0 | 10.054 | 1207 | 9 | 0 | 0 | 1216 | 0 | 0 | 0 | 0 | 0 | 0.035 | 0 | 0 | 0 | 0.035 | 3 | 0 | 0 | 0 | 3 | 0 | 0 | 0 | 0 | 0 | 0.377 | 0.265 | 0.003 | 0 | 0.645 | 94 | 27 | 1 | 0 | 122 | 0 | 0 | 0 | 0 | 0 | 0.029 | 8.002 | 17.473 | 0 | 25.504 | 7 | 19 | 11 | 0 | 37 | 0 | 0 | 0 | 0 | 0 | 172.653 | 66.093 | 44.06 | 0 | 282.806 | 18900 | 791 | 69 | 0 | 19760 | 0 | 0 | 0 | 0 | 0
2024 | 4 | PA | 99999 | Adjustment 2024 | Preliminary |  | 155.186 | 54.661 | 22.052 | . | 231.899 | . | . | . | . | . | . | . | . | . | . | . | . | . | . | . | . | . | . | . | . | . | . | . | . | . | . | . | . | . | . | . | . | . | . | . | . | . | . | . | . | . | . | . | . | . | . | . | . | . | . | . | . | . | . | . | . | . | . | . | . | . | . | . | . | . | . | . | . | . | . | . | . | . | . | . | . | . | . | . | . | 155.186 | 54.661 | 22.052 | . | 231.899 | . | . | . | . | . | . | . | . | . | .
2024 | 4 | RI | 1857 | Block Island Utility District | Preliminary | AC | 0.44 | 0.03 | 0 | 0 | 0.47 | 54 | 5 | 0 | 0 | 59 | . | . | . | . | 0 | . | . | . | . | 0 | . | . | . | . | 0 | . | . | . | . | 0 | . | . | . | . | 0 | . | . | . | . | 0 | . | . | . | . | 0 | . | . | . | . | 0 | . | . | . | . | 0 | . | . | . | . | 0 | . | . | . | . | 0 | . | . | . | . | 0 | . | . | . | . | 0 | . | . | . | . | 0 | . | . | . | . | 0 | 0.44 | 0.03 | NM | 0 | 0.47 | 54 | 5 | 0 | 0 | 59 | 0 | 0 | 0 | 0 | 0
2024 | 4 | RI | 13214 | The Narragansett Electric Co | Preliminary | AC | 103.498 | 315.244 | 5.604 | . | 424.346 | 14929 | 533 | 30 | . | 15492 | 0.01 | 9.504 | . | . | 9.514 | 1 | 4 | . | . | 5 | . | . | . | . | 0 | 0.071 | . | . | . | 0.071 | 10 | . | . | . | 10 | 0.087 | . | . | . | 0.087 | . | . | . | . | 0 | . | . | . | . | 0 | . | . | . | . | 0 | 0.093 | 26.875 | . | . | 26.968 | 20 | 24 | . | . | 44 | . | . | . | . | 0 | . | 2.93 | . | . | 2.93 | . | 4 | . | . | 4 | . | . | . | . | 0 | 103.601 | 354.553 | 5.604 | 0 | 463.758 | 14950 | 565 | 30 | 0 | 15545 | 0 | 0 | 0 | 0 | 0
2024 | 4 | RI | 14537 | Pascoag Utility District | Preliminary | AC | 0.032 | . | . | . | 0.032 | 7 | . | . | . | 7 | . | . | . | . | 0 | . | . | . | . | 0 | 3.262 | . | . | . | 0 | . | . | . | . | 0 | . | . | . | . | 0 | . | . | . | . | 0 | . | . | . | . | 0 | . | . | . | . | 0 | . | . | . | . | 0 | . | . | . | . | 0 | . | . | . | . | 0 | . | . | . | . | 0 | . | . | . | . | 0 | . | . | . | . | 0 | . | . | . | . | 0 | 0.032 | NM | NM | 0 | 0.032 | 7 | 0 | 0 | 0 | 7 | 3.262 | 0 | 0 | 0 | 3.262
2024 | 4 | RI | 99999 | Adjustment 2024 | Preliminary |  | . | . | . | . | . | . | . | . | . | . | . | . | . | . | . | . | . | . | . | . | . | . | . | . | . | . | . | . | . | . | . | . | . | . | . | . | . | . | . | . | . | . | . | . | . | . | . | . | . | . | . | . | . | . | . | . | . | . | . | . | . | . | . | . | . | . | . | . | . | . | . | . | . | . | . | . | . | . | . | . | . | . | . | . | . | . | . | . | . | . | . | . | . | . | . | . | . | . | . | .
2024 | 4 | SC | 1613 | Berkeley Electric Coop Inc | Preliminary | AC | 11.347 | 0.29 | . | . | 11.637 | 1782 | 8 | . | . | 1790 | . | . | . | . | 0 | . | . | . | . | 0 | . | . | . | . | 0 | . | . | . | . | 0 | . | . | . | . | 0 | . | . | . | . | 0 | . | . | . | . | 0 | . | . | . | . | 0 | . | . | . | . | 0 | . | . | . | . | 0 | . | . | . | . | 0 | . | . | . | . | 0 | . | . | . | . | 0 | . | . | . | . | 0 | . | . | . | . | 0 | 11.347 | 0.29 | NM | 0 | 11.637 | 1782 | 8 | 0 | 0 | 1790 | 0 | 0 | 0 | 0 | 0
2024 | 4 | SC | 3046 | Duke Energy Progress - (NC) | Preliminary | AC | 18.188 | 3.353 | 5.269 | 0 | 26.81 | 2263 | 67 | 11 | 0 | 2341 | . | . | . | . | 0 | . | . | . | . | 0 | . | . | . | . | 0 | . | . | . | . | 0 | . | . | . | . | 0 | . | . | . | . | 0 | . | . | . | . | 0 | . | . | . | . | 0 | . | . | . | . | 0 | 0 | 0 | 0 | 0 | 0 | 0 | 0 | 0 | 0 | 0 | . | . | . | . | 0 | . | . | . | . | 0 | . | . | . | . | 0 | . | . | . | . | 0 | 18.188 | 3.353 | 5.269 | 0 | 26.81 | 2263 | 67 | 11 | 0 | 2341 | 0 | 0 | 0 | 0 | 0
2024 | 4 | SC | 5416 | Duke Energy Carolinas, LLC | Preliminary | AC | 97.881 | 20.069 | 11.554 | . | 129.504 | 12136 | 371 | 31 | . | 12538 | . | . | . | . | 0 | . | . | . | . | 0 | . | . | . | . | 0 | . | . | . | . | 0 | . | . | . | . | 0 | . | . | . | . | 0 | . | . | . | . | 0 | . | . | . | . | 0 | . | . | . | . | 0 | 0 | 0.001 | 0 | . | 0.001 | 0 | 1 | 0 | . | 1 | . | . | . | . | 0 | . | . | . | . | 0 | . | . | . | . | 0 | . | . | . | . | 0 | 97.881 | 20.07 | 11.554 | 0 | 129.505 | 12136 | 372 | 31 | 0 | 12539 | 0 | 0 | 0 | 0 | 0
2024 | 4 | SC | 14398 | Palmetto Electric Coop Inc | Preliminary | DC | 2.089 | 0.534 | . | . | 2.623 | 238 | 12 | . | . | 250 | 0.24 | . | . | . | 0.24 | 89 | . | . | . | 89 | 44.4 | . | . | . | 44.4 | 0.451 | . | . | . | 0.451 | 37 | . | . | . | 37 | 0.825 | . | . | . | 0.825 | . | . | . | . | 0 | . | . | . | . | 0 | . | . | . | . | 0 | . | . | . | . | 0 | . | . | . | . | 0 | . | . | . | . | 0 | . | . | . | . | 0 | . | . | . | . | 0 | . | . | . | . | 0 | 2.329 | 0.534 | NM | 0 | 2.863 | 327 | 12 | 0 | 0 | 339 | 44.4 | 0 | 0 | 0 | 44.4
2024 | 4 | SC | 17539 | Dominion Energy South Carolina, Inc | Preliminary | AC | 113.12 | 20.921 | 2.056 | . | 136.097 | 15698 | 246 | 4 | . | 15948 | . | . | . | . | 0 | . | . | . | . | 0 | 8625.031 | 1449.502 | 90.82 | . | 10165.353 | 4.436 | 0.036 | . | . | 4.472 | 601 | 5 | . | . | 606 | 10.475 | 0.096 | . | . | 10.571 | . | . | . | . | 0 | . | . | . | . | 0 | . | . | . | . | 0 | . | . | . | . | 0 | . | . | . | . | 0 | . | . | . | . | 0 | . | . | . | . | 0 | . | . | . | . | 0 | . | . | . | . | 0 | 113.12 | 20.921 | 2.056 | 0 | 136.097 | 15698 | 246 | 4 | 0 | 15948 | 8625.031 | 1449.502 | 90.82 | 0 | 10165.353
2024 | 4 | SC | 17543 | South Carolina Public Service Authority | Preliminary | AC | 12.774 | . | . | . | 12.774 | 1743 | . | . | . | 1743 | . | . | . | . | 0 | . | . | . | . | 0 | . | . | . | . | 0 | . | . | . | . | 0 | . | . | . | . | 0 | . | . | . | . | 0 | . | . | . | . | 0 | . | . | . | . | 0 | . | . | . | . | 0 | . | . | . | . | 0 | . | . | . | . | 0 | . | . | . | . | 0 | . | . | . | . | 0 | . | . | . | . | 0 | . | . | . | . | 0 | 12.774 | NM | NM | 0 | 12.774 | 1743 | 0 | 0 | 0 | 1743 | 0 | 0 | 0 | 0 | 0
2024 | 4 | SC | 99999 | Adjustment 2024 | Preliminary |  | 47.484 | 4.139 | 0 | . | 51.623 | . | . | . | . | . | -0.042 | . | . | . | -0.042 | . | . | . | . | . | . | . | . | . | . | -0.079 | . | . | . | -0.079 | . | . | . | . | . | . | . | . | . | . | . | . | . | . | 0 | . | . | . | . | . | . | . | . | . | . | . | . | . | . | . | . | . | . | . | . | . | . | . | . | . | . | . | . | . | . | . | . | . | . | . | . | . | . | . | . | 47.442 | 4.139 | NM | . | 51.581 | . | . | . | . | . | . | . | . | . | .
2024 | 4 | SD | 1769 | Black Hills Electric Coop, Inc | Preliminary | AC | 0.593 | 0.042 | 0 | 0 | 0.635 | 73 | 2 | 0 | 0 | 75 | 0 | 0 | 0 | 0 | 0 | 0 | 0 | 0 | 0 | 0 | 35.112 | 0.72 | 0 | 0 | 35.832 | 0 | 0 | 0 | 0 | 0 | 0 | 0 | 0 | 0 | 0 | 0 | 0 | 0 | 0 | 0 | 0 | 0 | 0 | 0 | 0 | 0 | 0 | 0 | 0 | 0 | 0 | 0 | 0 | 0 | 0 | 0.002 | 0 | 0 | 0 | 0.002 | 1 | 0 | 0 | 0 | 1 | 0.144 | 0 | 0 | 0 | 0.144 | 0 | 0 | 0 | 0 | 0 | 0 | 0 | 0 | 0 | 0 | 0 | 0 | 0 | . | 0 | 0.595 | 0.042 | NM | 0 | 0.637 | 74 | 2 | 0 | 0 | 76 | 35.256 | 0.72 | 0 | 0 | 35.976
2024 | 4 | SD | 14232 | Otter Tail Power Co | Preliminary | AC | 0.01 | 0.04 | 0 | 0 | 0.05 | 1 | 2 | 0 | 0 | 3 | 0 | 0 | 0 | 0 | 0 | 0 | 0 | 0 | 0 | 0 | 0.64 | 0.748 | 0 | 0 | 1.388 | 0 | 0 | 0 | 0 | 0 | 0 | 0 | 0 | 0 | 0 | 0 | 0 | 0 | 0 | 0 | 0 | 0 | 0 | 0 | 0 | 0 | 0 | 0 | 0 | 0 | 0 | 0 | 0 | 0 | 0 | 0.023 | 0.092 | 0 | 0 | 0.115 | 2 | 2 | 0 | 0 | 4 | 0 | 0.293 | 0 | 0 | 0.293 | 0 | 0 | 0 | 0 | 0 | 0 | 0 | 0 | 0 | 0 | 0 | 0 | 0 | 0 | 0 | 0.033 | 0.132 | NM | 0 | 0.165 | 3 | 4 | 0 | 0 | 7 | 0.64 | 1.041 | 0 | 0 | 1.681
2024 | 4 | SD | 17267 | Sioux Valley SW Elec Coop | Preliminary | DC | 0.274 | 0.078 | . | . | 0.352 | 26 | 6 | . | . | 32 | . | . | . | . | 0 | . | . | . | . | 0 | 14.803 | 1.36 | . | . | 16.163 | . | . | . | . | 0 | . | . | . | . | 0 | . | . | . | . | 0 | . | . | . | . | 0 | . | . | . | . | 0 | . | . | . | . | 0 | 0.013 | 0 | . | . | 0.013 | 3 | 0 | . | . | 3 | 1.18 | 0 | . | . | 1.18 | . | . | . | . | 0 | . | . | . | . | 0 | . | . | . | . | 0 | 0.287 | 0.078 | NM | 0 | 0.365 | 29 | 6 | 0 | 0 | 35 | 15.983 | 1.36 | 0 | 0 | 17.343
2024 | 4 | SD | 19293 | Southeastern Electric Coop Inc - (SD) | Preliminary | AC | 0.115 | 0.034 | . | . | 0.149 | 14 | 4 | . | . | 18 | . | . | . | . | 0 | . | . | . | . | 0 | 9.704 | 0.669 | . | . | 10.373 | . | . | . | . | 0 | . | . | . | . | 0 | . | . | . | . | 0 | . | . | . | . | 0 | . | . | . | . | 0 | . | . | . | . | 0 | . | . | . | . | 0 | . | . | . | . | 0 | . | . | . | . | 0 | . | . | . | . | 0 | . | . | . | . | 0 | . | . | . | . | 0 | 0.115 | 0.034 | NM | 0 | 0.149 | 14 | 4 | 0 | 0 | 18 | 9.704 | 0.669 | 0 | 0 | 10.373
2024 | 4 | SD | 19545 | Black Hills Power, Inc. | Preliminary | DC | 1.288 | 0.702 | 0 | 0 | 1.99 | 206 | 19 | 0 | 0 | 225 | . | . | . | . | 0 | . | . | . | . | 0 | . | . | . | . | 0 | . | . | . | . | 0 | . | . | . | . | 0 | . | . | . | . | 0 | . | . | . | . | 0 | . | . | . | . | 0 | . | . | . | . | 0 | 0.011 | 0.012 | 0 | 0 | 0.023 | 4 | 4 | 0 | 0 | 8 | . | . | . | . | 0 | . | . | . | . | 0 | . | . | . | . | 0 | . | . | . | . | 0 | 1.299 | 0.714 | NM | 0 | 2.013 | 210 | 23 | 0 | 0 | 233 | 0 | 0 | 0 | 0 | 0
2024 | 4 | SD | 20401 | West River Electric Assn Inc | Preliminary | DC | 0.717 | 0.15 | . | . | 0.867 | 89 | 1 | . | . | 90 | . | . | . | . | 0 | . | . | . | . | 0 | 38.644 | 0 | . | . | 38.644 | . | . | . | . | 0 | . | . | . | . | 0 | . | . | . | . | 0 | . | . | . | . | 0 | . | . | . | . | 0 | . | . | . | . | 0 | 0.022 | 0.01 | . | . | 0.032 | 7 | 1 | . | . | 8 | 0.19 | 0.278 | . | . | 0.468 | . | . | . | . | 0 | . | . | . | . | 0 | . | . | . | . | 0 | 0.739 | 0.16 | NM | 0 | 0.899 | 96 | 2 | 0 | 0 | 98 | 38.834 | 0.278 | 0 | 0 | 39.112
2024 | 4 | SD | 99999 | Adjustment 2024 | Preliminary |  | -0.397 | -0.162 | 0 | 0 | -0.56 | . | . | . | . | . | . | . | . | . | 0 | . | . | . | . | . | . | . | . | . | . | . | . | . | . | 0 | . | . | . | . | . | . | . | . | . | . | . | . | . | . | 0 | . | . | . | . | . | . | . | . | . | . | . | . | . | . | . | . | . | . | . | . | . | . | . | . | . | . | . | . | . | . | . | . | . | . | . | . | . | . | . | . | -0.397 | -0.162 | NM | 0 | -0.56 | . | . | . | . | . | . | . | . | . | .
2024 | 4 | TN | 10331 | Kingsport Power Co | Preliminary | AC | 0.551 | 0.425 | . | . | 0.976 | 81 | 12 | . | . | 93 | . | . | . | . | 0 | . | . | . | . | 0 | 32.225 | 36.568 | . | . | 68.793 | 0.206 | . | . | . | 0.206 | 33 | . | . | . | 33 | 0.404 | . | . | . | 0.404 | . | . | . | . | 0 | . | . | . | . | 0 | . | . | . | . | 0 | . | . | . | . | 0 | . | . | . | . | 0 | . | . | . | . | 0 | . | . | . | . | 0 | . | . | . | . | 0 | . | . | . | . | 0 | 0.551 | 0.425 | NM | 0 | 0.976 | 81 | 12 | 0 | 0 | 93 | 32.225 | 36.568 | 0 | 0 | 68.793
2024 | 4 | TN | 99999 | Adjustment 2024 | Preliminary |  | . | . | . | . | . | . | . | . | . | . | . | . | . | . | . | . | . | . | . | . | . | . | . | . | . | . | . | . | . | . | . | . | . | . | . | . | . | . | . | . | . | . | . | . | . | . | . | . | . | . | . | . | . | . | . | . | . | . | . | . | . | . | . | . | . | . | . | . | . | . | . | . | . | . | . | . | . | . | . | . | . | . | . | . | . | . | . | . | . | . | . | . | . | . | . | . | . | . | . | .
2024 | 4 | TX | 5701 | El Paso Electric Co | Preliminary | AC | 126.809 | 5.712 | . | . | 132.521 | 24275 | 164 | . | . | 24439 | 4.675 | 0.295 | . | . | 4.97 | 2200 | 58 | . | . | 2258 | 6863.563 | 14.027 | . | . | 6877.59 | 1.463 | 0.008 | . | . | 1.471 | 178 | 1 | . | . | 179 | . | . | . | . | 0 | . | . | . | . | 0 | . | . | . | . | 0 | . | . | . | . | 0 | 0.008 | 0.048 | . | . | 0.056 | 2 | 4 | . | . | 6 | . | . | . | . | 0 | . | . | . | . | 0 | . | . | . | . | 0 | . | . | . | . | 0 | 131.492 | 6.055 | NM | 0 | 137.547 | 26477 | 226 | 0 | 0 | 26703 | 6863.563 | 14.027 | 0 | 0 | 6877.59
2024 | 4 | TX | 16604 | City of San Antonio - (TX) | Preliminary | AC | 375.409 | 118.538 | 0 | 0 | 493.947 | 44382 | 873 | 0 | 0 | 45255 | . | . | . | . | 0 | . | . | . | . | 0 | . | . | . | . | 0 | . | . | . | . | 0 | . | . | . | . | 0 | . | . | . | . | 0 | . | . | . | . | 0 | . | . | . | . | 0 | . | . | . | . | 0 | . | . | . | . | 0 | . | . | . | . | 0 | . | . | . | . | 0 | . | . | . | . | 0 | . | . | . | . | 0 | . | . | . | . | 0 | 375.409 | 118.538 | NM | 0 | 493.947 | 44382 | 873 | 0 | 0 | 45255 | 0 | 0 | 0 | 0 | 0
2024 | 4 | TX | 55937 | Entergy Texas Inc. | Preliminary | DC | 48.089 | 1.043 | 0.236 | . | 49.368 | 4945 | 41 | 12 | . | 4998 | . | . | . | . | 0 | . | . | . | . | 0 | . | . | . | . | 0 | . | . | . | . | 0 | . | . | . | . | 0 | . | . | . | . | 0 | . | . | . | . | 0 | . | . | . | . | 0 | . | . | . | . | 0 | 0.006 | 0 | 0 | . | 0.006 | 3 | 0 | 0 | . | 3 | . | . | . | . | 0 | 0 | 0 | 0 | . | 0 | 0 | 0 | 0 | . | 0 | . | . | . | . | 0 | 48.095 | 1.043 | 0.236 | 0 | 49.374 | 4948 | 41 | 12 | 0 | 5001 | 0 | 0 | 0 | 0 | 0
2024 | 4 | TX | 65610 | Ammper Power LLC | Preliminary | AC | 0 | 0.2 | 0 | 0 | 0.2 | 0 | 2 | 0 | 0 | 2 | 0 | 0 | 0 | 0 | 0 | 0 | 0 | 0 | 0 | 0 | 0 | 14.26 | 0 | 0 | 14.26 | 0 | 0 | 0 | 0 | 0 | 0 | 0 | 0 | 0 | 0 | 0 | 0 | 0 | 0 | 0 | 0 | 0 | 0 | 0 | 0 | 0 | 0 | 0 | 0 | 0 | 0 | 0 | 0 | 0 | 0 | 0 | 0 | 0 | 0 | 0 | 0 | 0 | 0 | 0 | 0 | 0 | 0 | 0 | 0 | 0 | 0 | 0.4 | 0 | 0 | 0.4 | 0 | 1 | 0 | 0 | 1 | 0 | 1.263 | 0 | 0 | 1.263 | NM | 0.6 | NM | 0 | 0.6 | 0 | 3 | 0 | 0 | 3 | 0 | 15.523 | 0 | 0 | 15.523
2024 | 4 | TX | 99999 | Adjustment 2024 | Preliminary |  | 464.704 | 49.084 | NM | . | 516.104 | . | . | . | . | . | . | . | . | . | 0 | . | . | . | . | . | . | . | . | . | . | . | . | . | . | 0 | . | . | . | . | . | . | . | . | . | . | . | . | . | . | 0 | . | . | . | . | . | . | . | . | . | . | . | . | . | . | . | . | . | . | . | . | . | . | . | . | . | . | . | . | . | . | . | . | . | . | . | . | . | . | . | . | 464.704 | 49.084 | NM | . | 516.104 | . | . | . | . | . | . | . | . | . | .
2024 | 4 | UT | 2010 | City of Bountiful | Preliminary | DC | 1.837 | 0.086 | . | . | 1.923 | 263 | 6 | . | . | 269 | . | . | . | . | 0 | . | . | . | . | 0 | . | . | . | . | 0 | . | . | . | . | 0 | . | . | . | . | 0 | . | . | . | . | 0 | . | . | . | . | 0 | . | . | . | . | 0 | . | . | . | . | 0 | . | . | . | . | 0 | . | . | . | . | 0 | . | . | . | . | 0 | . | . | . | . | 0 | . | . | . | . | 0 | . | . | . | . | 0 | 1.837 | 0.086 | NM | 0 | 1.923 | 263 | 6 | 0 | 0 | 269 | 0 | 0 | 0 | 0 | 0
2024 | 4 | UT | 11135 | City of Logan - (UT) | Preliminary | DC | 7.89 | 1.587 | 0 | 0 | 9.477 | 984 | 41 | 0 | 0 | 1025 | . | . | . | . | 0 | . | . | . | . | 0 | . | . | . | . | 0 | . | . | . | . | 0 | . | . | . | . | 0 | . | . | . | . | 0 | . | . | . | . | 0 | . | . | . | . | 0 | . | . | . | . | 0 | . | . | . | . | 0 | . | . | . | . | 0 | . | . | . | . | 0 | . | . | . | . | 0 | . | . | . | . | 0 | . | . | . | . | 0 | 7.89 | 1.587 | NM | 0 | 9.477 | 984 | 41 | 0 | 0 | 1025 | 0 | 0 | 0 | 0 | 0
2024 | 4 | UT | 12866 | Moon Lake Electric Assn Inc | Preliminary | AC | 0.639 | 0.046 | 0 | 0 | 0.685 | 80 | 4 | 0 | 0 | 84 | 0 | 0 | 0 | 0 | 0 | 0 | 0 | 0 | 0 | 0 | 0 | 0 | 0 | 0 | 0 | . | . | . | . | 0 | . | . | . | . | 0 | . | . | . | . | 0 | . | . | . | . | 0 | . | . | . | . | 0 | . | . | . | . | 0 | . | . | . | . | 0 | . | . | . | . | 0 | . | . | . | . | 0 | . | . | . | . | 0 | . | . | . | . | 0 | . | . | . | . | 0 | 0.639 | 0.046 | NM | 0 | 0.685 | 80 | 4 | 0 | 0 | 84 | 0 | 0 | 0 | 0 | 0
2024 | 4 | UT | 14354 | PacifiCorp | Preliminary | DC | 488.883 | 92.006 | 10.771 | 0 | 591.66 | 68897 | 1417 | 102 | 0 | 70416 | . | . | . | . | 0 | . | . | . | . | 0 | . | . | . | . | 0 | 55.474 | 1.536 | 0 | 0 | 57.01 | 6666 | 35 | 0 | 0 | 6701 | 139.179 | 3.549 | 0 | 0 | 142.728 | 0.054 | 0 | 0 | 0 | 0.054 | 5 | 0 | 0 | 0 | 5 | 0.123 | 0 | 0 | 0 | 0.123 | 0.15 | 0.031 | 0 | 0 | 0.181 | 45 | 9 | 0 | 0 | 54 | . | . | . | . | 0 | 0.117 | 0.363 | 0.011 | 0 | 0.491 | 19 | 11 | 2 | 0 | 32 | . | . | . | . | 0 | 489.15 | 92.4 | 10.782 | 0 | 592.332 | 68961 | 1437 | 104 | 0 | 70502 | 0 | 0 | 0 | 0 | 0
2024 | 4 | UT | 15444 | Provo City Corp | Preliminary | AC | 8.134 | 0.477 | . | . | 8.611 | 1184 | 20 | . | . | 1204 | . | . | . | . | 0 | . | . | . | . | 0 | 615.508 | 9.322 | . | . | 624.83 | . | . | . | . | 0 | . | . | . | . | 0 | . | . | . | . | 0 | . | . | . | . | 0 | . | . | . | . | 0 | . | . | . | . | 0 | . | . | . | . | 0 | . | . | . | . | 0 | . | . | . | . | 0 | . | . | . | . | 0 | . | . | . | . | 0 | . | . | . | . | 0 | 8.134 | 0.477 | NM | 0 | 8.611 | 1184 | 20 | 0 | 0 | 1204 | 615.508 | 9.322 | 0 | 0 | 624.83
2024 | 4 | UT | 17845 | City of Springville - (UT) | Preliminary | AC | 1.872 | 0.587 | . | . | 2.459 | 285 | 3 | . | . | 288 | . | . | . | . | 0 | . | . | . | . | 0 | . | . | . | . | 0 | . | . | . | . | 0 | . | . | . | . | 0 | . | . | . | . | 0 | . | . | . | . | 0 | . | . | . | . | 0 | . | . | . | . | 0 | 0.003 | . | . | . | 0.003 | 1 | . | . | . | 1 | . | . | . | . | 0 | . | . | . | . | 0 | . | . | . | . | 0 | . | . | . | . | 0 | 1.875 | 0.587 | NM | 0 | 2.462 | 286 | 3 | 0 | 0 | 289 | 0 | 0 | 0 | 0 | 0
2024 | 4 | UT | 17874 | City of St George | Preliminary | DC | 6.573 | 1.523 | 0 | 0 | 8.096 | 805 | 32 | 0 | 0 | 837 | . | . | . | . | 0 | . | . | . | . | 0 | . | . | . | . | 0 | . | . | . | . | 0 | . | . | . | . | 0 | . | . | . | . | 0 | . | . | . | . | 0 | . | . | . | . | 0 | . | . | . | . | 0 | . | . | . | . | 0 | . | . | . | . | 0 | . | . | . | . | 0 | . | . | . | . | 0 | . | . | . | . | 0 | . | . | . | . | 0 | 6.573 | 1.523 | NM | 0 | 8.096 | 805 | 32 | 0 | 0 | 837 | 0 | 0 | 0 | 0 | 0
2024 | 4 | UT | 18206 | Strawberry Electric Serv Dist | Preliminary | AC | 1.501 | 0.03 | . | . | 1.531 | 216 | 3 | . | . | 219 | . | . | . | . | 0 | . | . | . | . | 0 | 117.802 | 1.968 | . | . | 119.77 | . | . | . | . | 0 | . | . | . | . | 0 | . | . | . | . | 0 | . | . | . | . | 0 | . | . | . | . | 0 | . | . | . | . | 0 | . | . | . | . | 0 | . | . | . | . | 0 | . | . | . | . | 0 | . | . | . | . | 0 | . | . | . | . | 0 | . | . | . | . | 0 | 1.501 | 0.03 | NM | 0 | 1.531 | 216 | 3 | 0 | 0 | 219 | 117.802 | 1.968 | 0 | 0 | 119.77
2024 | 4 | UT | 99999 | Adjustment 2024 | Preliminary |  | -67.163 | -12.497 | -1.878 | 0 | -81.539 | . | . | . | . | . | . | . | . | . | 0 | . | . | . | . | . | . | . | . | . | . | -9.675 | -0.268 | 0 | 0 | -9.943 | . | . | . | . | . | . | . | . | . | . | -0.009 | 0 | 0 | 0 | -0.009 | . | . | . | . | . | . | . | . | . | . | . | . | . | . | . | . | . | . | . | . | . | . | . | . | . | . | . | . | . | . | . | . | . | . | . | . | . | . | . | . | -67.163 | -12.497 | -1.878 | 0 | -81.539 | . | . | . | . | . | . | . | . | . | .
2024 | 4 | VA | 84 | A & N Electric Coop | Preliminary | AC | 1.233 | 0.439 | 0 | 0 | 1.672 | 162 | 25 | 0 | 0 | 187 | 0 | 0 | 0 | 0 | 0 | 0 | 0 | 0 | 0 | 0 | 0 | 0 | 0 | 0 | 0 | 0 | 0 | 0 | 0 | 0 | 0 | 0 | 0 | 0 | 0 | 0 | 0 | 0 | 0 | 0 | 0 | 0 | 0 | 0 | 0 | 0 | 0 | 0 | 0 | 0 | 0 | 0 | 0 | 0 | 0 | 0.012 | 0.002 | 0 | 0 | 0.014 | 5 | 1 | 0 | 0 | 6 | 0 | 0 | 0 | 0 | 0 | 0 | 0 | 0 | 0 | 0 | 0 | 0 | 0 | 0 | 0 | 0 | 0 | 0 | 0 | 0 | 1.245 | 0.441 | NM | 0 | 1.686 | 167 | 26 | 0 | 0 | 193 | 0 | 0 | 0 | 0 | 0
2024 | 4 | VA | 733 | Appalachian Power Co | Preliminary | AC | 30.895 | 6.639 | 0.19 | . | 37.724 | 4208 | 164 | 6 | . | 4378 | . | 0.945 | . | . | 0.945 | . | 3 | . | . | 3 | 2445.708 | 444.159 | 6.802 | . | 2896.669 | 3.047 | 0.09 | . | . | 3.137 | 637 | 10 | . | . | 647 | 6.63 | 0.235 | . | . | 6.865 | . | 0.003 | . | . | 0.003 | . | 1 | . | . | 1 | . | 0.003 | . | . | 0.003 | 0.06 | 0.035 | . | . | 0.095 | 15 | 4 | . | . | 19 | 1.774 | 0.32 | . | . | 2.094 | . | 0.001 | . | . | 0.001 | . | 1 | . | . | 1 | . | 0 | . | . | 0 | 30.955 | 7.62 | 0.19 | 0 | 38.765 | 4223 | 172 | 6 | 0 | 4401 | 2447.482 | 444.479 | 6.802 | 0 | 2898.763
2024 | 4 | VA | 10171 | Kentucky Utilities Co | Preliminary | DC | 0.537 | 7.138 | . | . | 7.675 | 60 | 18 | . | . | 78 | . | . | . | . | 0 | . | . | . | . | 0 | 26.12 | 406.097 | . | . | 432.217 | 0.114 | . | . | . | 0.114 | 22 | . | . | . | 22 | 0 | . | . | . | 0 | . | . | . | . | 0 | . | . | . | . | 0 | . | . | . | . | 0 | . | . | . | . | 0 | . | . | . | . | 0 | . | . | . | . | 0 | . | . | . | . | 0 | . | . | . | . | 0 | . | . | . | . | 0 | 0.537 | 7.138 | NM | 0 | 7.675 | 60 | 18 | 0 | 0 | 78 | 26.12 | 406.097 | 0 | 0 | 432.217
2024 | 4 | VA | 17066 | Shenandoah Valley Elec Coop | Preliminary | AC | 9.438 | 4.949 | 3.802 | 0 | 18.189 | 1184 | 71 | 24 | 0 | 1279 | . | . | . | . | 0 | . | . | . | . | 0 | . | . | . | . | 0 | . | . | . | . | 0 | . | . | . | . | 0 | . | . | . | . | 0 | . | . | . | . | 0 | . | . | . | . | 0 | . | . | . | . | 0 | 0.034 | . | . | . | 0.034 | 8 | . | . | . | 8 | . | . | . | . | 0 | . | . | . | . | 0 | . | . | . | . | 0 | . | . | . | . | 0 | 9.472 | 4.949 | 3.802 | 0 | 18.223 | 1192 | 71 | 24 | 0 | 1287 | 0 | 0 | 0 | 0 | 0
2024 | 4 | VA | 19876 | Virginia Electric & Power Co | Preliminary | AC | 332.153 | 152.092 | 0.121 | . | 484.366 | 44993 | 1062 | 8 | . | 46063 | . | . | . | . | 0 | . | . | . | . | 0 | . | . | . | . | 0 | . | . | . | . | 0 | . | . | . | . | 0 | . | . | . | . | 0 | . | . | . | . | 0 | . | . | . | . | 0 | . | . | . | . | 0 | 0.078 | 0.112 | . | . | 0.19 | 29 | 10 | . | . | 39 | . | . | . | . | 0 | . | . | . | . | 0 | . | . | . | . | 0 | . | . | . | . | 0 | 332.231 | 152.204 | 0.121 | 0 | 484.556 | 45022 | 1072 | 8 | 0 | 46102 | 0 | 0 | 0 | 0 | 0
2024 | 4 | VA | 19882 | Virginia Tech Electric Service | Preliminary | AC | 0.454 | 0.145 | 0 | 0 | 0.599 | 82 | 5 | 0 | 0 | 87 | 0 | 0 | 0 | 0 | 0 | 0 | 0 | 0 | 0 | 0 | 0 | 0 | 0 | 0 | 0 | 0 | 0 | 0 | 0 | 0 | 0 | 0 | 0 | 0 | 0 | 0 | 0 | 0 | 0 | 0 | 0 | 0 | 0 | 0 | 0 | 0 | 0 | 0 | 0 | 0 | 0 | 0 | 0 | 0 | 0 | 0 | 0 | 0 | 0 | 0 | 0 | 0 | 0 | 0 | 0 | 0 | 0 | 0 | 0 | 0 | 0 | 0 | 0 | 0 | 0 | 0 | 0 | 0 | 0 | 0 | 0 | 0 | 0 | 0 | 0 | 0.454 | 0.145 | NM | 0 | 0.599 | 82 | 5 | 0 | 0 | 87 | 0 | 0 | 0 | 0 | 0
2024 | 4 | VA | 40228 | Rappahannock Electric Coop | Preliminary | AC | 24.068 | 6.179 | . | . | 30.247 | 3090 | 90 | . | . | 3180 | . | . | . | . | 0 | . | . | . | . | 0 | . | . | . | . | 0 | . | . | . | . | 0 | . | . | . | . | 0 | . | . | . | . | 0 | . | . | . | . | 0 | . | . | . | . | 0 | . | . | . | . | 0 | 0.022 | . | . | . | 0.022 | 6 | . | . | . | 6 | . | . | . | . | 0 | . | 0.839 | . | . | 0.839 | . | 1 | . | . | 1 | . | . | . | . | 0 | 24.09 | 7.018 | NM | 0 | 31.108 | 3096 | 91 | 0 | 0 | 3187 | 0 | 0 | 0 | 0 | 0
2024 | 4 | VA | 99999 | Adjustment 2024 | Preliminary |  | 48.048 | 7.44 | 0.01 | . | 55.498 | . | . | . | . | . | . | . | . | . | 0 | . | . | . | . | . | . | . | . | . | . | -0.02 | . | . | . | -0.02 | . | . | . | . | . | . | . | . | . | . | . | . | . | . | 0 | . | . | . | . | . | . | . | . | . | . | . | . | . | . | . | . | . | . | . | . | . | . | . | . | . | . | . | . | . | . | . | . | . | . | . | . | . | . | . | . | 48.048 | 7.44 | 0.01 | . | 55.498 | . | . | . | . | . | . | . | . | . | .
2024 | 4 | VT | 2548 | City of Burlington Electric - (VT) | Preliminary | AC | 1.735 | 0.426 | 0.038 | 0 | 2.199 | 319 | 23 | 1 | 0 | 343 | 0.175 | 3.566 | 0 | 0 | 3.741 | 69 | 87 | 0 | 0 | 156 | 103.517 | 368.103 | . | . | 471.62 | . | . | . | . | 0 | . | . | . | . | 0 | . | . | . | . | 0 | . | . | . | . | 0 | . | . | . | . | 0 | . | . | . | . | 0 | . | 0.01 | . | . | 0.01 | . | 1 | . | . | 1 | . | . | . | . | 0 | . | . | . | . | 0 | . | . | . | . | 0 | . | . | . | . | 0 | 1.91 | 4.002 | 0.038 | 0 | 5.95 | 388 | 111 | 1 | 0 | 500 | 103.517 | 368.103 | 0 | 0 | 471.62
2024 | 4 | VT | 7601 | Green Mountain Power Corp | Preliminary | AC | 75.609 | 54.899 | 0.197 | 0 | 130.705 | 6237 | 552 | 4 | 0 | 6793 | . | . | . | . | 0 | . | . | . | . | 0 | . | . | . | . | 0 | . | . | . | . | 0 | . | . | . | . | 0 | . | . | . | . | 0 | . | . | . | . | 0 | . | . | . | . | 0 | . | . | . | . | 0 | 0.192 | . | . | . | 0.192 | 14 | . | . | . | 14 | . | . | . | . | 0 | 0.916 | 0.22 | . | . | 1.136 | 55 | 2 | . | . | 57 | . | . | . | . | 0 | 76.717 | 55.119 | 0.197 | 0 | 132.033 | 6306 | 554 | 4 | 0 | 6864 | 0 | 0 | 0 | 0 | 0
2024 | 4 | VT | 19791 | Vermont Electric Cooperative, Inc | Preliminary | AC | 19.912 | 1.634 | 0 | 0 | 21.546 | 2454 | 28 | 0 | 0 | 2482 | 1.666 | 7.256 | 0 | 0 | 8.922 | 108 | 51 | 0 | 0 | 159 | . | . | . | . | 0 | . | . | . | . | 0 | . | . | . | . | 0 | . | . | . | . | 0 | . | . | . | . | 0 | . | . | . | . | 0 | . | . | . | . | 0 | 0.159 | 0.071 | 0 | 0 | 0.23 | 29 | 5 | 0 | 0 | 34 | . | . | . | . | 0 | 0.009 | 0.282 | 0 | 0 | 0.291 | 1 | 2 | 0 | 0 | 3 | . | . | . | . | 0 | 21.746 | 9.243 | NM | 0 | 30.989 | 2592 | 86 | 0 | 0 | 2678 | 0 | 0 | 0 | 0 | 0
2024 | 4 | VT | 99999 | Adjustment 2024 | Preliminary |  | 14.592 | 4.129 | 1.152 | . | 19.873 | . | . | . | . | . | . | . | . | . | . | . | . | . | . | . | . | . | . | . | . | . | . | . | . | . | . | . | . | . | . | . | . | . | . | . | . | . | . | . | . | . | . | . | . | . | . | . | . | . | . | . | . | . | . | . | . | . | . | . | . | . | . | . | . | . | . | . | . | . | . | . | . | . | . | . | . | . | . | . | . | 14.592 | 4.129 | 1.152 | . | 19.873 | . | . | . | . | . | . | . | . | . | .
2024 | 4 | WA | 3660 | PUD No 1 of Clark County - (WA) | Preliminary | AC | 20.194 | 0.88 | . | . | 21.074 | 2844 | 36 | . | . | 2880 | 0.919 | 0.182 | . | . | 1.101 | 911 | 19 | . | . | 930 | 1293.73 | 53.31 | . | . | 1347.04 | 1.312 | 0.007 | . | . | 1.319 | 148 | 1 | . | . | 149 | 3.177 | 0.02 | . | . | 3.197 | 0.03 | . | . | . | 0.03 | 3 | . | . | . | 3 | 0.081 | . | . | . | 0.081 | 0.066 | 0.002 | . | . | 0.068 | 4 | 1 | . | . | 5 | 0.82 | . | . | . | 0.82 | 0.016 | . | . | . | 0.016 | 1 | . | . | . | 1 | 0.79 | . | . | . | 0.79 | 21.195 | 1.064 | NM | 0 | 22.259 | 3760 | 56 | 0 | 0 | 3816 | 1295.34 | 53.31 | 0 | 0 | 1348.65
2024 | 4 | WA | 4442 | PUD No 1 of Cowlitz County | Preliminary | AC | 4.704 | 0.012 | . | . | 4.716 | 513 | 1 | . | . | 514 | 0.059 | . | . | . | 0.059 | 78 | . | . | . | 78 | . | . | . | . | 0 | 0.137 | . | . | . | 0.137 | 11 | . | . | . | 11 | 0.176 | . | . | . | 0.176 | . | . | . | . | 0 | . | . | . | . | 0 | . | . | . | . | 0 | 0.007 | . | . | . | 0.007 | 3 | . | . | . | 3 | . | . | . | . | 0 | 0.004 | . | . | . | 0.004 | 1 | . | . | . | 1 | . | . | . | . | 0 | 4.774 | 0.012 | NM | 0 | 4.786 | 595 | 1 | 0 | 0 | 596 | 0 | 0 | 0 | 0 | 0
2024 | 4 | WA | 14354 | PacifiCorp | Preliminary | DC | 29.903 | 8.728 | 1.006 | 0 | 39.637 | 2707 | 230 | 21 | 0 | 2958 | . | . | . | . | 0 | . | . | . | . | 0 | . | . | . | . | 0 | 0.587 | 0.008 | 0 | 0 | 0.595 | 56 | 1 | 0 | 0 | 57 | 0.846 | 0.019 | 0 | 0 | 0.865 | . | . | . | . | 0 | . | . | . | . | 0 | . | . | . | . | 0 | 0.03 | 0 | 0 | 0 | 0.03 | 4 | 0 | 0 | 0 | 4 | . | . | . | . | 0 | . | . | . | . | 0 | . | . | . | . | 0 | . | . | . | . | 0 | 29.933 | 8.728 | 1.006 | 0 | 39.667 | 2711 | 230 | 21 | 0 | 2962 | 0 | 0 | 0 | 0 | 0
2024 | 4 | WA | 15500 | Puget Sound Energy Inc | Preliminary | AC | 156.768 | 24.567 | 0.304 | 0 | 181.639 | 21287 | 1314 | 7 | 0 | 22608 | 0 | 0 | 0 | 0 | 0 | 0 | 0 | 0 | 0 | 0 | 0 | 0 | 0 | 0 | 0 | 9.928 | 0.264 | 0 | 0 | 10.192 | 1470 | 53 | 0 | 0 | 1523 | 20.181 | 0.44 | 0 | 0 | 20.621 | 0 | 0 | 0 | 0 | 0 | 0 | 0 | 0 | 0 | 0 | 0 | 0 | 0 | 0 | 0 | 0.058 | 0.016 | 0 | 0 | 0.074 | 20 | 7 | 0 | 0 | 27 | 0 | 0 | 0 | 0 | 0 | 0.116 | 0.223 | 0.014 | 0 | 0.353 | 15 | 7 | 1 | 0 | 23 | 0 | 0 | 0 | 0 | 0 | 156.942 | 24.806 | 0.318 | 0 | 182.066 | 21322 | 1328 | 8 | 0 | 22658 | 0 | 0 | 0 | 0 | 0
2024 | 4 | WA | 16868 | City of Seattle - (WA) | Preliminary | DC | 51.982 | 8.716 | . | . | 60.698 | 7119 | 437 | . | . | 7556 | . | . | . | . | 0 | . | . | . | . | 0 | . | . | . | . | 0 | 1.712 | 0.022 | . | . | 1.734 | 74 | 2 | . | . | 76 | . | . | . | . | 0 | . | . | . | . | 0 | . | . | . | . | 0 | . | . | . | . | 0 | . | . | . | . | 0 | . | . | . | . | 0 | . | . | . | . | 0 | . | . | . | . | 0 | . | . | . | . | 0 | . | . | . | . | 0 | 51.982 | 8.716 | NM | 0 | 60.698 | 7119 | 437 | 0 | 0 | 7556 | 0 | 0 | 0 | 0 | 0
2024 | 4 | WA | 17470 | PUD No 1 of Snohomish County | Preliminary | DC | 38.411 | 4.42 | . | . | 42.831 | 4389 | 172 | . | . | 4561 | . | . | . | . | 0 | . | . | . | . | 0 | . | . | . | . | 0 | 0.814 | . | . | . | 0.814 | 305 | . | . | . | 305 | 5.773 | . | . | . | 5.773 | . | . | . | . | 0 | . | . | . | . | 0 | . | . | . | . | 0 | 0.01 | . | . | . | 0.01 | 4 | . | . | . | 4 | . | . | . | . | 0 | . | . | . | . | 0 | . | . | . | . | 0 | . | . | . | . | 0 | 38.421 | 4.42 | NM | 0 | 42.841 | 4393 | 172 | 0 | 0 | 4565 | 0 | 0 | 0 | 0 | 0
2024 | 4 | WA | 18429 | City of Tacoma - (WA) | Preliminary | AC | 17.17 | 1.039 | . | . | 18.209 | 2591 | 64 | . | . | 2655 | . | . | . | . | 0 | . | . | . | . | 0 | . | . | . | . | 0 | . | . | . | . | 0 | . | . | . | . | 0 | . | . | . | . | 0 | . | . | . | . | 0 | . | . | . | . | 0 | . | . | . | . | 0 | . | . | . | . | 0 | . | . | . | . | 0 | . | . | . | . | 0 | . | . | . | . | 0 | . | . | . | . | 0 | . | . | . | . | 0 | 17.17 | 1.039 | NM | 0 | 18.209 | 2591 | 64 | 0 | 0 | 2655 | 0 | 0 | 0 | 0 | 0
2024 | 4 | WA | 20169 | Avista Corp | Preliminary | AC | 28.5 | 3.98 | . | . | 32.48 | 3793 | 201 | . | . | 3994 | . | . | . | . | 0 | . | . | . | . | 0 | . | . | . | . | 0 | . | . | . | . | 0 | . | . | . | . | 0 | . | . | . | . | 0 | . | . | . | . | 0 | . | . | . | . | 0 | . | . | . | . | 0 | 0.066 | . | . | . | 0.066 | 10 | . | . | . | 10 | . | . | . | . | 0 | 0.097 | . | . | . | 0.097 | 11 | . | . | . | 11 | . | . | . | . | 0 | 28.663 | 3.98 | NM | 0 | 32.643 | 3814 | 201 | 0 | 0 | 4015 | 0 | 0 | 0 | 0 | 0
2024 | 4 | WA | 99999 | Adjustment 2024 | Preliminary |  | 47.487 | 2.227 | -0.134 | 0 | 49.58 | . | . | . | . | . | . | . | . | . | 0 | . | . | . | . | . | . | . | . | . | . | -0.543 | -0.005 | 0 | 0 | -0.548 | . | . | . | . | . | . | . | . | . | . | . | . | . | . | 0 | . | . | . | . | . | . | . | . | . | . | . | . | . | . | . | . | . | . | . | . | . | . | . | . | . | . | . | . | . | . | . | . | . | . | . | . | . | . | . | . | 47.487 | 2.227 | -0.134 | 0 | 49.58 | . | . | . | . | . | . | . | . | . | .
2024 | 4 | WI | 4715 | Dahlberg Light & Power Co | Preliminary | AC | 0.411 | 0.123 | . | . | 0.534 | 58 | 2 | . | . | 60 | . | . | . | . | 0 | . | . | . | . | 0 | 7.738 | 0 | . | . | 7.738 | . | . | . | . | 0 | . | . | . | . | 0 | . | . | . | . | 0 | . | . | . | . | 0 | . | . | . | . | 0 | . | . | . | . | 0 | . | . | . | . | 0 | . | . | . | . | 0 | . | . | . | . | 0 | . | . | . | . | 0 | . | . | . | . | 0 | . | . | . | . | 0 | 0.411 | 0.123 | NM | 0 | 0.534 | 58 | 2 | 0 | 0 | 60 | 7.738 | 0 | 0 | 0 | 7.738
2024 | 4 | WI | 5574 | East Central Energy | Preliminary | AC | 0.31 | 0.02 | 0 | 0 | 0.33 | 37 | 1 | 0 | 0 | 38 | . | . | . | . | 0 | . | . | . | . | 0 | 7.03 | 0 | 0 | 0 | 7.03 | . | . | . | . | 0 | . | . | . | . | 0 | . | . | . | . | 0 | . | . | . | . | 0 | . | . | . | . | 0 | . | . | . | . | 0 | 0.022 | 0 | 0 | 0 | 0.022 | 2 | 0 | 0 | 0 | 2 | 0 | 0 | 0 | 0 | 0 | . | . | . | . | 0 | . | . | . | . | 0 | . | . | . | . | 0 | 0.332 | 0.02 | NM | 0 | 0.352 | 39 | 1 | 0 | 0 | 40 | 7.03 | 0 | 0 | 0 | 7.03
2024 | 4 | WI | 11479 | Madison Gas & Electric Co | Preliminary | AC | 14.525 | 36.862 | . | . | 51.387 | 2327 | 308 | . | . | 2635 | . | . | . | . | 0 | . | . | . | . | 0 | 1184.829 | 818.622 | . | . | 2003.451 | . | . | . | . | 0 | . | . | . | . | 0 | . | . | . | . | 0 | . | . | . | . | 0 | . | . | . | . | 0 | . | . | . | . | 0 | 0.04 | 0.02 | . | . | 0.06 | 4 | 1 | . | . | 5 | 0.992 | . | . | . | 0.992 | . | 0.4 | . | . | 0.4 | . | 1 | . | . | 1 | . | . | . | . | 0 | 14.565 | 37.282 | NM | 0 | 51.847 | 2331 | 310 | 0 | 0 | 2641 | 1185.821 | 818.622 | 0 | 0 | 2004.443
2024 | 4 | WI | 13697 | North Central Power Co Inc | Preliminary | AC | 0.466 | . | . | . | 0.466 | 51 | . | . | . | 51 | . | . | . | . | 0 | . | . | . | . | 0 | 6.364 | . | . | . | 6.364 | . | . | . | . | 0 | . | . | . | . | 0 | . | . | . | . | 0 | . | . | . | . | 0 | . | . | . | . | 0 | . | . | . | . | 0 | . | . | . | . | 0 | . | . | . | . | 0 | . | . | . | . | 0 | . | . | . | . | 0 | . | . | . | . | 0 | . | . | . | . | 0 | 0.466 | NM | NM | 0 | 0.466 | 51 | 0 | 0 | 0 | 51 | 6.364 | 0 | 0 | 0 | 6.364
2024 | 4 | WI | 13780 | Northern States Power Co | Preliminary | AC | 3.004 | 0.798 | . | . | 3.802 | 397 | 36 | . | . | 433 | 0.305 | 2.695 | . | . | 3 | 100 | 49 | . | . | 149 | . | . | . | . | 0 | . | . | . | . | 0 | . | . | . | . | 0 | . | . | . | . | 0 | . | . | . | . | 0 | . | . | . | . | 0 | . | . | . | . | 0 | . | . | . | . | 0 | . | . | . | . | 0 | . | . | . | . | 0 | . | . | . | . | 0 | . | . | . | . | 0 | . | . | . | . | 0 | 3.309 | 3.493 | NM | 0 | 6.802 | 497 | 85 | 0 | 0 | 582 | 0 | 0 | 0 | 0 | 0
2024 | 4 | WI | 13815 | Northwestern Wisconsin Elec Co | Preliminary | AC | 0.652 | 0.208 | 0 | 0 | 0.86 | 87 | 12 | 0 | 0 | 99 | . | . | . | . | 0 | . | . | . | . | 0 | 11.895 | 4.093 | 0 | 0 | 15.988 | . | . | . | . | 0 | . | . | . | . | 0 | . | . | . | . | 0 | . | . | . | . | 0 | . | . | . | . | 0 | . | . | . | . | 0 | 0.02 | 0.04 | 0 | 0 | 0.06 | 1 | 2 | 0 | 0 | 3 | 0 | 0 | 0 | 0 | 0 | . | . | . | . | 0 | . | . | . | . | 0 | . | . | . | . | 0 | 0.672 | 0.248 | NM | 0 | 0.92 | 88 | 14 | 0 | 0 | 102 | 11.895 | 4.093 | 0 | 0 | 15.988
2024 | 4 | WI | 20847 | Wisconsin Electric Power Co | Preliminary | DC | 43.543 | 12.192 | 15.714 | . | 71.449 | 4861 | 332 | 88 | . | 5281 | . | . | . | . | 0 | . | . | . | . | 0 | . | . | . | . | 0 | 0.886 | 0.193 | . | . | 1.079 | 111 | 5 | . | . | 116 | . | . | . | . | 0 | . | . | . | . | 0 | . | . | . | . | 0 | . | . | . | . | 0 | 0.437 | 0.799 | 0.02 | . | 1.256 | 32 | 31 | 1 | . | 64 | . | . | . | . | 0 | . | 0.025 | . | . | 0.025 | . | 3 | . | . | 3 | . | . | . | . | 0 | 43.98 | 13.016 | 15.734 | 0 | 72.73 | 4893 | 366 | 89 | 0 | 5348 | 0 | 0 | 0 | 0 | 0
2024 | 4 | WI | 20856 | Wisconsin Power & Light Co | Preliminary | AC | 29.572 | 6.62 | 0.045 | . | 36.237 | 4317 | 546 | 5 | . | 4868 | . | . | . | . | 0 | . | . | . | . | 0 | . | . | . | . | 0 | . | . | . | . | 0 | . | . | . | . | 0 | . | . | . | . | 0 | . | . | . | . | 0 | . | . | . | . | 0 | . | . | . | . | 0 | 0.241 | 0.179 | . | . | 0.42 | 29 | 18 | . | . | 47 | . | . | . | . | 0 | 0.02 | 0.25 | . | . | 0.27 | 1 | 15 | . | . | 16 | . | . | . | . | 0 | 29.833 | 7.049 | 0.045 | 0 | 36.927 | 4347 | 579 | 5 | 0 | 4931 | 0 | 0 | 0 | 0 | 0
2024 | 4 | WI | 20860 | Wisconsin Public Service Corp | Preliminary | DC | 12.46 | 16.083 | . | . | 28.543 | 1606 | 325 | . | . | 1931 | . | . | . | . | 0 | . | . | . | . | 0 | . | . | . | . | 0 | 0.348 | 0.602 | . | . | 0.95 | 38 | 6 | . | . | 44 | . | . | . | . | 0 | . | . | . | . | 0 | . | . | . | . | 0 | . | . | . | . | 0 | 0.441 | 0.511 | . | . | 0.952 | 39 | 15 | . | . | 54 | . | . | . | . | 0 | 0.01 | 4.23 | . | . | 4.24 | 1 | 6 | . | . | 7 | . | . | . | . | 0 | 12.911 | 20.824 | NM | 0 | 33.735 | 1646 | 346 | 0 | 0 | 1992 | 0 | 0 | 0 | 0 | 0
2024 | 4 | WI | 99999 | Adjustment 2024 | Preliminary |  | 14.905 | 4.158 | -2.144 | . | 16.919 | . | . | . | . | . | . | . | . | . | 0 | . | . | . | . | . | . | . | . | . | . | -0.215 | -0.139 | . | . | -0.354 | . | . | . | . | . | . | . | . | . | . | . | . | . | . | 0 | . | . | . | . | . | . | . | . | . | . | . | . | . | . | . | . | . | . | . | . | . | . | . | . | . | . | . | . | . | . | . | . | . | . | . | . | . | . | . | . | 14.905 | 4.158 | -2.144 | . | 16.919 | . | . | . | . | . | . | . | . | . | .
2024 | 4 | WV | 733 | Appalachian Power Co | Preliminary | AC | 12.222 | 1.365 | 0.483 | . | 14.07 | 1374 | 73 | 3 | . | 1450 | 0.373 | 0.377 | 0.121 | . | 0.871 | 35 | 24 | 1 | . | 60 | 1011.448 | 103.953 | 34.288 | . | 1149.689 | 1.195 | 0.015 | . | . | 1.21 | 230 | 2 | . | . | 232 | 3.033 | 0.024 | . | . | 3.057 | . | . | . | . | 0 | . | . | . | . | 0 | . | . | . | . | 0 | 0.026 | 0.003 | . | . | 0.029 | 5 | 1 | . | . | 6 | 0.031 | 0 | . | . | 0.031 | . | . | . | . | 0 | . | . | . | . | 0 | . | . | . | . | 0 | 12.621 | 1.745 | 0.604 | 0 | 14.97 | 1414 | 98 | 4 | 0 | 1516 | 1011.479 | 103.953 | 34.288 | 0 | 1149.72
2024 | 4 | WV | 12796 | Monongahela Power Co | Preliminary | AC | 5.967 | 2.914 | 0.521 | 0 | 9.402 | 738 | 79 | 4 | 0 | 821 | 0.33 | 0.363 | 0 | 0 | 0.693 | 26 | 18 | 0 | 0 | 44 | 0 | 0 | 0 | 0 | 0 | 1.103 | 0.065 | 0 | 0 | 1.168 | 134 | 5 | 0 | 0 | 139 | 0 | 0 | 0 | 0 | 0 | 0 | 0 | 0 | 0 | 0 | 0 | 0 | 0 | 0 | 0 | 0 | 0 | 0 | 0 | 0 | 0.034 | 0.001 | 0 | 0 | 0.035 | 11 | 1 | 0 | 0 | 12 | 0 | 0 | 0 | 0 | 0 | 0 | 0 | 0 | 0 | 0 | 0 | 0 | 0 | 0 | 0 | 0 | 0 | 0 | 0 | 0 | 6.331 | 3.278 | 0.521 | 0 | 10.13 | 775 | 98 | 4 | 0 | 877 | 0 | 0 | 0 | 0 | 0
2024 | 4 | WV | 15263 | The Potomac Edison Company | Preliminary | AC | 8.09 | 2.204 | 0.053 | 0 | 10.347 | 906 | 54 | 1 | 0 | 961 | 0.187 | 0.748 | 0 | 0 | 0.935 | 13 | 9 | 0 | 0 | 22 | 0 | 0 | 0 | 0 | 0 | 2.071 | 0.015 | 0 | 0 | 2.086 | 164 | 1 | 0 | 0 | 165 | 0 | 0 | 0 | 0 | 0 | 0 | 0 | 0 | 0 | 0 | 0 | 0 | 0 | 0 | 0 | 0 | 0 | 0 | 0 | 0 | 0.016 | 0.005 | 0 | 0 | 0.021 | 7 | 2 | 0 | 0 | 9 | 0 | 0 | 0 | 0 | 0 | 0 | 0 | 0 | 0 | 0 | 0 | 0 | 0 | 0 | 0 | 0 | 0 | 0 | 0 | 0 | 8.293 | 2.957 | 0.053 | 0 | 11.303 | 926 | 65 | 1 | 0 | 992 | 0 | 0 | 0 | 0 | 0
2024 | 4 | WV | 20521 | Wheeling Power Co | Preliminary | AC | 0.983 | 0.485 | 0.563 | . | 2.031 | 107 | 5 | 2 | . | 114 | . | 0.05 | . | . | 0.05 | . | 1 | . | . | 1 | 73.388 | 5.583 | 0.6 | . | 79.571 | 0.096 | . | . | . | 0.096 | 19 | . | . | . | 19 | 0.229 | . | . | . | 0.229 | . | . | . | . | 0 | . | . | . | . | 0 | . | . | . | . | 0 | 0.012 | . | . | . | 0.012 | 2 | . | . | . | 2 | 0.305 | . | . | . | 0.305 | 0 | 0 | 0 | 0 | 0 | 0 | 0 | 0 | 0 | 0 | 0 | 0 | 0 | 0 | 0 | 0.995 | 0.535 | 0.563 | 0 | 2.093 | 109 | 6 | 2 | 0 | 117 | 73.693 | 5.583 | 0.6 | 0 | 79.876
2024 | 4 | WV | 99999 | Adjustment 2024 | Preliminary |  | 0.063 | . | . | . | 0.063 | . | . | . | . | . | . | . | . | . | . | . | . | . | . | . | . | . | . | . | . | . | . | . | . | . | . | . | . | . | . | . | . | . | . | . | . | . | . | . | . | . | . | . | . | . | . | . | . | . | . | . | . | . | . | . | . | . | . | . | . | . | . | . | . | . | . | . | . | . | . | . | . | . | . | . | . | . | . | . | . | 0.063 | . | . | . | 0.063 | . | . | . | . | . | . | . | . | . | .
2024 | 4 | WY | 3461 | Cheyenne Light Fuel & Power | Preliminary | DC | 7.57 | 0.132 | 0 | 0 | 7.702 | 1073 | 13 | 0 | 0 | 1086 | . | . | . | . | 0 | . | . | . | . | 0 | . | . | . | . | 0 | . | . | . | . | 0 | . | . | . | . | 0 | . | . | . | . | 0 | . | . | . | . | 0 | . | . | . | . | 0 | . | . | . | . | 0 | 0.266 | 0.044 | 0 | 0 | 0.31 | 103 | 3 | 0 | 0 | 106 | . | . | . | . | 0 | . | . | . | . | 0 | . | . | . | . | 0 | . | . | . | . | 0 | 7.836 | 0.176 | NM | 0 | 8.012 | 1176 | 16 | 0 | 0 | 1192 | 0 | 0 | 0 | 0 | 0
2024 | 4 | WY | 7222 | City of Gillette - (WY) | Preliminary | AC | 0.232 | . | . | . | 0.232 | 19 | . | . | . | 19 | . | . | . | . | 0 | . | . | . | . | 0 | . | . | . | . | 0 | . | . | . | . | 0 | . | . | . | . | 0 | . | . | . | . | 0 | . | . | . | . | 0 | . | . | . | . | 0 | . | . | . | . | 0 | . | . | . | . | 0 | . | . | . | . | 0 | . | . | . | . | 0 | . | . | . | . | 0 | . | . | . | . | 0 | . | . | . | . | 0 | 0.232 | NM | NM | 0 | 0.232 | 19 | 0 | 0 | 0 | 19 | 0 | 0 | 0 | 0 | 0
2024 | 4 | WY | 8566 | High Plains Power Inc | Preliminary | AC | 0.835 | 0.061 | 0 | 0 | 0.896 | 96 | 6 | 0 | 0 | 102 | . | . | . | . | 0 | . | . | . | . | 0 | . | . | . | . | 0 | . | . | . | . | 0 | . | . | . | . | 0 | . | . | . | . | 0 | . | . | . | . | 0 | . | . | . | . | 0 | . | . | . | . | 0 | 0.009 | 0.025 | . | . | 0.034 | 2 | 5 | . | . | 7 | . | . | . | . | 0 | . | . | . | . | 0 | . | . | . | . | 0 | . | . | . | . | 0 | 0.844 | 0.086 | NM | 0 | 0.93 | 98 | 11 | 0 | 0 | 109 | 0 | 0 | 0 | 0 | 0
2024 | 4 | WY | 11273 | Lower Valley Energy Inc | Preliminary | AC | 0.936 | 0.422 | 0.231 | . | 1.589 | 120 | 19 | 8 | . | 147 | . | . | . | . | 0 | . | . | . | . | 0 | . | . | . | . | 0 | . | . | . | . | 0 | . | . | . | . | 0 | . | . | . | . | 0 | . | . | . | . | 0 | . | . | . | . | 0 | . | . | . | . | 0 | . | 0.025 | . | . | 0.025 | . | 2 | . | . | 2 | . | . | . | . | 0 | . | . | . | . | 0 | . | . | . | . | 0 | . | . | . | . | 0 | 0.936 | 0.447 | 0.231 | 0 | 1.614 | 120 | 21 | 8 | 0 | 149 | 0 | 0 | 0 | 0 | 0
2024 | 4 | WY | 12199 | Montana-Dakota Utilities Co | Preliminary | AC | 1.005 | 0.163 | . | . | 1.168 | 146 | 14 | . | . | 160 | . | . | . | . | 0 | . | . | . | . | 0 | . | . | . | . | 0 | 0.108 | . | . | . | 0.108 | 16 | . | . | . | 16 | . | . | . | . | 0 | . | . | . | . | 0 | . | . | . | . | 0 | . | . | . | . | 0 | 0.004 | . | . | . | 0.004 | 2 | . | . | . | 2 | . | . | . | . | 0 | . | 0.24 | . | . | 0.24 | . | 1 | . | . | 1 | . | . | . | . | 0 | 1.009 | 0.403 | NM | 0 | 1.412 | 148 | 15 | 0 | 0 | 163 | 0 | 0 | 0 | 0 | 0
2024 | 4 | WY | 14354 | PacifiCorp | Preliminary | DC | 5.384 | 1.224 | 0.049 | 0 | 6.657 | 715 | 81 | 2 | 0 | 798 | . | . | . | . | 0 | . | . | . | . | 0 | . | . | . | . | 0 | 0.984 | 0.126 | 0 | 0 | 1.11 | 78 | 5 | 0 | 0 | 83 | 1.269 | 0.222 | 0 | 0 | 1.491 | . | . | . | . | 0 | . | . | . | . | 0 | . | . | . | . | 0 | 0.183 | 0.101 | 0 | 0 | 0.284 | 53 | 14 | 0 | 0 | 67 | . | . | . | . | 0 | 0.034 | 0.021 | 0 | 0 | 0.055 | 8 | 3 | 0 | 0 | 11 | . | . | . | . | 0 | 5.601 | 1.346 | 0.049 | 0 | 6.996 | 776 | 98 | 2 | 0 | 876 | 0 | 0 | 0 | 0 | 0
2024 | 4 | WY | 19156 | Powder River Energy Corp | Preliminary | AC | 1.198 | 0.062 | 0.104 | 0 | 1.364 | 105 | 3 | 10 | 0 | 118 | . | . | . | . | 0 | . | . | . | . | 0 | . | . | . | . | 0 | . | . | . | . | 0 | . | . | . | . | 0 | . | . | . | . | 0 | . | . | . | . | 0 | . | . | . | . | 0 | . | . | . | . | 0 | 0.025 | 0.01 | 0 | 0 | 0.035 | 8 | 1 | 0 | 0 | 9 | . | . | . | . | 0 | . | . | . | . | 0 | . | . | . | . | 0 | . | . | . | . | 0 | 1.223 | 0.072 | 0.104 | 0 | 1.399 | 113 | 4 | 10 | 0 | 127 | 0 | 0 | 0 | 0 | 0
2024 | 4 | WY | 27058 | High West Energy, Inc | Preliminary | AC | 0.43 | . | . | . | 0.43 | 215 | . | . | . | 215 | . | . | . | . | 0 | . | . | . | . | 0 | . | . | . | . | 0 | . | . | . | . | 0 | . | . | . | . | 0 | . | . | . | . | 0 | . | . | . | . | 0 | . | . | . | . | 0 | . | . | . | . | 0 | 0.06 | . | 0.004 | . | 0.064 | 30 | . | 1 | . | 31 | . | . | . | . | 0 | . | . | . | . | 0 | . | . | . | . | 0 | . | . | . | . | 0 | 0.49 | NM | 0.004 | 0 | 0.494 | 245 | 0 | 1 | 0 | 246 | 0 | 0 | 0 | 0 | 0
2024 | 4 | WY | 99999 | Adjustment 2024 | Preliminary |  | -1.466 | -0.074 | 0.033 | 0 | -1.507 | . | . | . | . | . | . | . | . | . | 0 | . | . | . | . | . | . | . | . | . | . | -0.172 | -0.022 | 0 | 0 | -0.194 | . | . | . | . | . | . | . | . | . | . | . | . | . | . | 0 | . | . | . | . | . | . | . | . | . | . | . | . | . | . | . | . | . | . | . | . | . | . | . | . | . | . | . | . | . | . | . | . | . | . | . | . | . | . | . | . | -1.466 | -0.074 | 0.033 | 0 | -1.507 | . | . | . | . | . | . | . | . | . | .
2024 | 5 | AK | 219 | Alaska Power and Telephone Co | Preliminary | AC | 0.011 | 0.02 | . | . | 0.031 | 3 | 2 | . | . | 5 | . | . | . | . | 0 | . | . | . | . | 0 | 0.354 | 1.586 | . | . | 1.94 | . | . | . | . | 0 | . | . | . | . | 0 | . | . | . | . | 0 | . | . | . | . | 0 | . | . | . | . | 0 | . | . | . | . | 0 | . | . | . | . | 0 | . | . | . | . | 0 | . | . | . | . | 0 | 0.005 | . | . | . | 0.005 | 1 | . | . | . | 1 | 0.18 | . | . | . | 0.18 | 0.016 | 0.02 | NM | 0 | 0.036 | 4 | 2 | 0 | 0 | 6 | 0.534 | 1.586 | 0 | 0 | 2.12
2024 | 5 | AK | 3522 | Chugach Electric Assn Inc | Preliminary | AC | 4.181 | 0.675 | . | . | 4.856 | 852 | 63 | . | . | 915 | . | . | . | . | 0 | . | . | . | . | 0 | . | . | . | . | 0 | . | . | . | . | 0 | . | . | . | . | 0 | . | . | . | . | 0 | . | . | . | . | 0 | . | . | . | . | 0 | . | . | . | . | 0 | 0.01 | 0.01 | . | . | 0.02 | 1 | 4 | . | . | 5 | . | . | . | . | 0 | . | . | . | . | 0 | . | . | . | . | 0 | . | . | . | . | 0 | 4.191 | 0.685 | NM | 0 | 4.876 | 853 | 67 | 0 | 0 | 920 | 0 | 0 | 0 | 0 | 0
2024 | 5 | AK | 7353 | Golden Valley Elec Assn Inc | Preliminary | AC | 3.963 | 0.59 | 0.121 | 0 | 4.674 | 749 | 61 | 9 | 0 | 819 | . | . | . | . | 0 | . | . | . | . | 0 | 128.065 | 11.555 | 0 | 0 | 139.62 | . | . | . | . | 0 | . | . | . | . | 0 | . | . | . | . | 0 | . | . | . | . | 0 | . | . | . | . | 0 | . | . | . | . | 0 | 0.018 | 0.012 | 0 | 0 | 0.03 | 6 | 2 | 0 | 0 | 8 | 0.23 | 0 | 0 | 0 | 0.23 | . | . | . | . | 0 | . | . | . | . | 0 | . | . | . | . | 0 | 3.981 | 0.602 | 0.121 | 0 | 4.704 | 755 | 63 | 9 | 0 | 827 | 128.295 | 11.555 | 0 | 0 | 139.85
2024 | 5 | AK | 11824 | Matanuska Electric Assn Inc | Preliminary | AC | 2.585 | 0.406 | . | . | 2.991 | 421 | 33 | . | . | 454 | . | . | . | . | 0 | . | . | . | . | 0 | . | . | . | . | 0 | . | . | . | . | 0 | . | . | . | . | 0 | . | . | . | . | 0 | . | . | . | . | 0 | . | . | . | . | 0 | . | . | . | . | 0 | 0.064 | 0.016 | . | . | 0.08 | 20 | 3 | . | . | 23 | . | . | . | . | 0 | 0.048 | 0.004 | . | . | 0.052 | 7 | 1 | . | . | 8 | . | . | . | . | 0 | 2.697 | 0.426 | NM | 0 | 3.123 | 448 | 37 | 0 | 0 | 485 | 0 | 0 | 0 | 0 | 0
2024 | 5 | AK | 19558 | Homer Electric Assn Inc | Preliminary | DC | 2.792 | 0.85 | . | . | 3.642 | 486 | 51 | . | . | 537 | . | . | . | . | 0 | . | . | . | . | 0 | 187.022 | 25.647 | . | . | 212.669 | . | . | . | . | 0 | . | . | . | . | 0 | . | . | . | . | 0 | . | . | . | . | 0 | . | . | . | . | 0 | . | . | . | . | 0 | 0.103 | 0.014 | . | . | 0.117 | 29 | 3 | . | . | 32 | 2.749 | 0.082 | . | . | 2.831 | . | . | . | . | 0 | . | . | . | . | 0 | . | . | . | . | 0 | 2.895 | 0.864 | NM | 0 | 3.759 | 515 | 54 | 0 | 0 | 569 | 189.771 | 25.729 | 0 | 0 | 215.5
2024 | 5 | AK | 99999 | Adjustment 2024 | Preliminary |  | 0.403 | 0.298 | . | . | 0.701 | . | . | . | . | . | . | . | . | . | 0 | . | . | . | . | . | . | . | . | . | . | . | . | . | . | 0 | . | . | . | . | . | . | . | . | . | . | . | . | . | . | 0 | . | . | . | . | . | . | . | . | . | . | . | . | . | . | . | . | . | . | . | . | . | . | . | . | . | . | . | . | . | . | . | . | . | . | . | . | . | . | . | . | 0.403 | 0.298 | . | . | 0.701 | . | . | . | . | . | . | . | . | . | .
2024 | 5 | AL | 99999 | Adjustment 2024 | Preliminary |  | NM | NM | . | . | NM | . | . | . | . | . | . | . | . | . | . | . | . | . | . | . | . | . | . | . | . | . | . | . | . | . | . | . | . | . | . | . | . | . | . | . | . | . | . | . | . | . | . | . | . | . | . | . | . | . | . | . | . | . | . | . | . | . | . | . | . | . | . | . | . | . | . | . | . | . | . | . | . | . | . | . | . | . | . | . | . | NM | NM | . | . | NM | . | . | . | . | . | . | . | . | . | .
2024 | 5 | AR | 814 | Entergy Arkansas LLC | Preliminary | DC | 75.509 | 70.736 | 7.451 | . | 153.696 | 7118 | 297 | 39 | . | 7454 | . | . | . | . | 0 | . | . | . | . | 0 | . | . | . | . | 0 | . | . | . | . | 0 | . | . | . | . | 0 | . | . | . | . | 0 | . | . | . | . | 0 | . | . | . | . | 0 | . | . | . | . | 0 | 0.007 | 0.002 | 0.006 | 0 | 0.015 | 1 | 1 | 2 | 0 | 4 | . | . | . | . | 0 | 0.022 | 0 | 0 | 0 | 0.022 | 1 | 0 | 0 | 0 | 1 | . | . | . | . | 0 | 75.538 | 70.738 | 7.457 | 0 | 153.733 | 7120 | 298 | 41 | 0 | 7459 | 0 | 0 | 0 | 0 | 0
2024 | 5 | AR | 817 | Arkansas Valley Elec Coop Corp | Preliminary | AC | 11.11 | 2.114 | . | . | 13.224 | 933 | 16 | . | . | 949 | . | . | . | . | 0 | . | . | . | . | 0 | 724.847 | 234.24 | . | . | 959.087 | . | . | . | . | 0 | . | . | . | . | 0 | . | . | . | . | 0 | . | . | . | . | 0 | . | . | . | . | 0 | . | . | . | . | 0 | 0.001 | . | . | . | 0.001 | 1 | . | . | . | 1 | 0 | . | . | . | 0 | . | . | . | . | 0 | . | . | . | . | 0 | . | . | . | . | 0 | 11.111 | 2.114 | NM | 0 | 13.225 | 934 | 16 | 0 | 0 | 950 | 724.847 | 234.24 | 0 | 0 | 959.087
2024 | 5 | AR | 3093 | Carroll Electric Coop Corp - (AR) | Preliminary | DC | 17.741 | . | . | . | 17.741 | 2091 | . | . | . | 2091 | . | . | . | . | 0 | . | . | . | . | 0 | . | . | . | . | 0 | . | . | . | . | 0 | . | . | . | . | 0 | . | . | . | . | 0 | . | . | . | . | 0 | . | . | . | . | 0 | . | . | . | . | 0 | 0.019 | . | . | . | 0.019 | 3 | . | . | . | 3 | . | . | . | . | 0 | . | . | . | . | 0 | . | . | . | . | 0 | . | . | . | . | 0 | 17.76 | NM | NM | 0 | 17.76 | 2094 | 0 | 0 | 0 | 2094 | 0 | 0 | 0 | 0 | 0
2024 | 5 | AR | 5860 | Empire District Electric Co | Preliminary | DC | 1.196 | 0.004 | 0 | 0 | 1.2 | 135 | 1 | 0 | 0 | 136 | . | . | . | . | 0 | . | . | . | . | 0 | 32.428 | 0.044 | . | . | 32.472 | . | . | . | . | 0 | . | . | . | . | 0 | . | . | . | . | 0 | . | . | . | . | 0 | . | . | . | . | 0 | . | . | . | . | 0 | . | . | . | . | 0 | . | . | . | . | 0 | . | . | . | . | 0 | . | . | . | . | 0 | . | . | . | . | 0 | . | . | . | . | 0 | 1.196 | 0.004 | NM | 0 | 1.2 | 135 | 1 | 0 | 0 | 136 | 32.428 | 0.044 | 0 | 0 | 32.472
2024 | 5 | AR | 6342 | First Electric Coop Corp | Preliminary | AC | 16.46 | 2.49 | 0.791 | 0 | 19.741 | 1785 | 13 | 7 | 0 | 1805 | 0 | 0 | 0 | 0 | 0 | 0 | 0 | 0 | 0 | 0 | 0 | 0 | 0 | 0 | 0 | 0 | 0 | 0 | 0 | 0 | 0 | 0 | 0 | 0 | 0 | 0 | 0 | 0 | 0 | 0 | 0 | 0 | 0 | 0 | 0 | 0 | 0 | 0 | 0 | 0 | 0 | 0 | 0 | 0 | 0 | 0 | 0 | 0 | 0 | 0 | 0 | 0 | 0 | 0 | 0 | 0 | 0 | 0 | 0 | 0 | 0 | 0 | 0 | 0 | 0 | 0 | 0 | 0 | 0 | 0 | 0 | 0 | 0 | 0 | 0 | 16.46 | 2.49 | 0.791 | 0 | 19.741 | 1785 | 13 | 7 | 0 | 1805 | 0 | 0 | 0 | 0 | 0
2024 | 5 | AR | 13718 | City of North Little Rock - (AR) | Preliminary | AC | 2.64 | 0.45 | 2.79 | 0 | 5.88 | 352 | 6 | 2 | 0 | 360 | . | . | . | . | 0 | . | . | . | . | 0 | . | . | . | . | 0 | . | . | . | . | 0 | . | . | . | . | 0 | . | . | . | . | 0 | . | . | . | . | 0 | . | . | . | . | 0 | . | . | . | . | 0 | . | . | . | . | 0 | . | . | . | . | 0 | . | . | . | . | 0 | . | . | . | . | 0 | . | . | . | . | 0 | . | . | . | . | 0 | 2.64 | 0.45 | 2.79 | 0 | 5.88 | 352 | 6 | 2 | 0 | 360 | 0 | 0 | 0 | 0 | 0
2024 | 5 | AR | 14063 | Oklahoma Gas & Electric Co | Preliminary | AC | 5.016 | 2.338 | 0 | 0 | 7.354 | 633 | 21 | 0 | 0 | 654 | 1.78 | 3.154 | 0.004 | 0 | 4.938 | 471 | 406 | 1 | 0 | 878 | 0 | 0 | 0 | 0 | 0 | 0 | 0 | 0 | 0 | 0 | 0 | 0 | 0 | 0 | 0 | 0 | 0 | 0 | 0 | 0 | 0 | 0 | 0 | 0 | 0 | 0 | 0 | 0 | 0 | 0 | 0 | 0 | 0 | 0 | 0 | 0.004 | 0 | 0 | 0 | 0.004 | 2 | 0 | 0 | 0 | 2 | 0 | 0 | 0 | 0 | 0 | 0 | 0 | 0 | 0 | 0 | 0 | 0 | 0 | 0 | 0 | 0 | 0 | 0 | 0 | 0 | 6.8 | 5.492 | 0.004 | 0 | 12.296 | 1106 | 427 | 1 | 0 | 1534 | 0 | 0 | 0 | 0 | 0
2024 | 5 | AR | 17698 | Southwestern Electric Power Co | Preliminary | AC | 9.657 | 1.782 | 0.92 | . | 12.359 | 1462 | 45 | 3 | . | 1510 | 0.201 | 14.404 | . | . | 14.605 | 16 | 15 | . | . | 31 | 806.379 | 2382.684 | 43.228 | . | 3232.291 | 0.103 | 0.007 | . | . | 0.11 | 18 | 1 | . | . | 19 | 0.307 | 0.013 | . | . | 0.32 | . | . | . | . | 0 | . | . | . | . | 0 | . | . | . | . | 0 | . | 0.002 | . | . | 0.002 | . | 1 | . | . | 1 | . | 0.007 | . | . | 0.007 | . | 3 | . | . | 3 | . | 1 | . | . | 1 | . | 0 | . | . | 0 | 9.858 | 19.188 | 0.92 | 0 | 29.966 | 1478 | 62 | 3 | 0 | 1543 | 806.379 | 2382.691 | 43.228 | 0 | 3232.298
2024 | 5 | AR | 99999 | Adjustment 2024 | Preliminary |  | 1.045 | 2.619 | 32.231 | 0 | 35.894 | . | . | . | . | . | . | . | . | . | 0 | . | . | . | . | . | . | . | . | . | . | . | . | . | . | 0 | . | . | . | . | . | . | . | . | . | . | . | . | . | . | 0 | . | . | . | . | . | . | . | . | . | . | . | . | . | . | . | . | . | . | . | . | . | . | . | . | . | . | . | . | . | . | . | . | . | . | . | . | . | . | . | . | 1.045 | 2.619 | 32.231 | 0 | 35.894 | . | . | . | . | . | . | . | . | . | .
2024 | 5 | AZ | 176 | Ajo Improvement Co | Preliminary | AC | 0.061 | 0.005 | 0 | 0 | 0.066 | 12 | 3 | 0 | 0 | 15 | . | . | . | . | 0 | . | . | . | . | 0 | 6.717 | 0.474 | 0 | 0 | 7.191 | . | . | . | . | 0 | . | . | . | . | 0 | . | . | . | . | 0 | . | . | . | . | 0 | . | . | . | . | 0 | . | . | . | . | 0 | . | . | . | . | 0 | . | . | . | . | 0 | . | . | . | . | 0 | . | . | . | . | 0 | . | . | . | . | 0 | . | . | . | . | 0 | 0.061 | 0.005 | NM | 0 | 0.066 | 12 | 3 | 0 | 0 | 15 | 6.717 | 0.474 | 0 | 0 | 7.191
2024 | 5 | AZ | 803 | Arizona Public Service Co | Preliminary | DC | 1587.107 | 363.788 | 0 | 0 | 1950.895 | 177303 | 2170 | 0 | 0 | 179473 | . | . | . | . | 0 | . | . | . | . | 0 | . | . | . | . | 0 | 30.528 | 1.366 | 0 | 0 | 31.894 | 3579 | 18 | 0 | 0 | 3597 | 70.655 | 2.456 | 0 | 0 | 73.111 | 0.951 | 1.321 | 0 | 0 | 2.272 | 116 | 7 | 0 | 0 | 123 | 2.5 | 0.891 | 0 | 0 | 3.391 | 0.057 | 0.125 | 0 | 0 | 0.182 | 25 | 12 | 0 | 0 | 37 | . | . | . | . | 0 | . | . | . | . | 0 | . | . | . | . | 0 | . | . | . | . | 0 | 1587.164 | 363.913 | NM | 0 | 1951.077 | 177328 | 2182 | 0 | 0 | 179510 | 0 | 0 | 0 | 0 | 0
2024 | 5 | AZ | 12919 | Morenci Water and Electric | Preliminary | AC | 0.008 | 0.028 | 0 | 0 | 0.036 | 1 | 3 | 0 | 0 | 4 | . | . | . | . | 0 | . | . | . | . | 0 | 1.042 | 1.259 | 0 | 0 | 2.301 | . | . | . | . | 0 | . | . | . | . | 0 | . | . | . | . | 0 | . | . | . | . | 0 | . | . | . | . | 0 | . | . | . | . | 0 | . | . | . | . | 0 | . | . | . | . | 0 | . | . | . | . | 0 | . | . | . | . | 0 | . | . | . | . | 0 | . | . | . | . | 0 | 0.008 | 0.028 | NM | 0 | 0.036 | 1 | 3 | 0 | 0 | 4 | 1.042 | 1.259 | 0 | 0 | 2.301
2024 | 5 | AZ | 16572 | Salt River Project | Preliminary | AC | 372.32 | 138.09 | 7.28 | 0 | 517.69 | 57418 | 915 | 10 | 0 | 58343 | 0 | 0 | 0 | 0 | 0 | 0 | 0 | 0 | 0 | 0 | 19701.81 | 5390.2 | 0 | 0 | 25092.01 | 23.71 | 0.85 | 0 | 0 | 24.56 | 3652 | 15 | 0 | 0 | 3667 | 74.16 | 1.6 | 0 | 0 | 75.76 | 1.89 | 0 | 0 | 0 | 1.89 | 235 | 0 | 0 | 0 | 235 | 5.09 | 0 | 0 | 0 | 5.09 | . | . | . | . | 0 | . | . | . | . | 0 | . | . | . | . | 0 | . | . | . | . | 0 | . | . | . | . | 0 | . | . | . | . | 0 | 372.32 | 138.09 | 7.28 | 0 | 517.69 | 57418 | 915 | 10 | 0 | 58343 | 19701.81 | 5390.2 | 0 | 0 | 25092.01
2024 | 5 | AZ | 19189 | Trico Electric Cooperative Inc | Preliminary | DC | 42.174 | 15.715 | . | . | 57.889 | 5346 | 77 | . | . | 5423 | 0.043 | 0.183 | . | . | 0.226 | 42 | 1 | . | . | 43 | 4524.693 | 661.837 | . | . | 5186.53 | . | . | . | . | 0 | . | . | . | . | 0 | . | . | . | . | 0 | . | . | . | . | 0 | . | . | . | . | 0 | . | . | . | . | 0 | 0.002 | . | . | . | 0.002 | 1 | . | . | . | 1 | 0 | . | . | . | 0 | . | . | . | . | 0 | . | . | . | . | 0 | . | . | . | . | 0 | 42.219 | 15.898 | NM | 0 | 58.117 | 5389 | 78 | 0 | 0 | 5467 | 4524.693 | 661.837 | 0 | 0 | 5186.53
2024 | 5 | AZ | 19728 | UNS Electric, Inc | Preliminary | AC | 73.92 | 17.368 | . | . | 91.288 | 9258 | 232 | . | . | 9490 | . | . | . | . | 0 | . | . | . | . | 0 | 9892.617 | 914.736 | . | . | 10807.353 | 1.3 | . | . | . | 1.3 | 154 | . | . | . | 154 | . | . | . | . | 0 | . | . | . | . | 0 | . | . | . | . | 0 | . | . | . | . | 0 | 0.3 | 0.01 | . | . | 0.31 | 117 | 1 | . | . | 118 | 9.703 | . | . | . | 9.703 | . | . | . | . | 0 | . | . | . | . | 0 | . | . | . | . | 0 | 74.22 | 17.378 | NM | 0 | 91.598 | 9375 | 233 | 0 | 0 | 9608 | 9902.32 | 914.736 | 0 | 0 | 10817.056
2024 | 5 | AZ | 21538 | Mohave Electric Cooperative, Inc. | Preliminary | AC | 20.775 | 3.583 | . | . | 24.358 | 2041 | 92 | . | . | 2133 | . | . | . | . | 0 | . | . | . | . | 0 | 776.861 | 116.501 | . | . | 893.362 | . | . | . | . | 0 | . | . | . | . | 0 | . | . | . | . | 0 | . | . | . | . | 0 | . | . | . | . | 0 | . | . | . | . | 0 | 0.055 | . | . | . | 0.055 | 25 | . | . | . | 25 | . | . | . | . | 0 | . | . | . | . | 0 | . | . | . | . | 0 | . | . | . | . | 0 | 20.83 | 3.583 | NM | 0 | 24.413 | 2066 | 92 | 0 | 0 | 2158 | 776.861 | 116.501 | 0 | 0 | 893.362
2024 | 5 | AZ | 24211 | Tucson Electric Power Co | Preliminary | AC | 330.448 | 155.12 | . | . | 485.568 | 49261 | 1093 | . | . | 50354 | . | . | . | . | 0 | . | . | . | . | 0 | 6730.6 | 3771.77 | . | . | 10502.37 | 10.9 | 0.34 | . | . | 11.24 | 1160 | 7 | . | . | 1167 | . | . | . | . | 0 | . | 0.21 | . | . | 0.21 | . | 1 | . | . | 1 | . | . | . | . | 0 | 0.024 | . | . | . | 0.024 | 1 | . | . | . | 1 | 0.005 | . | . | . | 0.005 | . | . | . | . | 0 | . | . | . | . | 0 | . | . | . | . | 0 | 330.472 | 155.12 | NM | 0 | 485.592 | 49262 | 1093 | 0 | 0 | 50355 | 6730.605 | 3771.77 | 0 | 0 | 10502.375
2024 | 5 | AZ | 99999 | Adjustment 2024 | Preliminary |  | -234.94 | -57.975 | 0 | 0 | -292.915 | . | . | . | . | . | -0.007 | -0.032 | . | . | -0.039 | . | . | . | . | . | . | . | . | . | . | -5.324 | -0.238 | 0 | 0 | -5.562 | . | . | . | . | . | . | . | . | . | . | -0.166 | -0.23 | 0 | 0 | -0.396 | . | . | . | . | . | . | . | . | . | . | . | . | . | . | . | . | . | . | . | . | . | . | . | . | . | . | . | . | . | . | . | . | . | . | . | . | . | . | . | . | -234.947 | -58.007 | NM | 0 | -292.954 | . | . | . | . | . | . | . | . | . | .
2024 | 5 | CA | 4390 | City of Corona - (CA) | Preliminary | AC | 0.136 | 0.4 | 0 | 0 | 0.536 | 18 | 3 | 0 | 0 | 21 | 0 | 0 | 0 | 0 | 0 | 0 | 0 | 0 | 0 | 0 | 0 | 0 | 0 | 0 | 0 | 0 | 0 | 0 | 0 | 0 | 0 | 0 | 0 | 0 | 0 | 0 | 0 | 0 | 0 | 0 | 0 | 0 | 0 | 0 | 0 | 0 | 0 | 0 | 0 | 0 | 0 | 0 | 0 | 0 | 0 | 0 | 0 | 0 | 0 | 0 | 0 | 0 | 0 | 0 | 0 | 0 | 0 | 0 | 0 | 0 | 0 | 0 | 0 | 0 | 0 | 0 | 0 | 0 | 0 | 0 | 0 | 0 | 0 | . | 0 | 0.136 | 0.4 | NM | 0 | 0.536 | 18 | 3 | 0 | 0 | 21 | 0 | 0 | 0 | 0 | 0
2024 | 5 | CA | 9216 | Imperial Irrigation District | Preliminary | AC | 68.821 | 70.143 | . | . | 138.964 | 8957 | 261 | . | . | 9218 | 4.152 | 0.412 | . | . | 4.564 | 1434 | 122 | . | . | 1556 | . | . | . | . | 0 | . | . | . | . | 0 | . | . | . | . | 0 | . | . | . | . | 0 | . | . | . | . | 0 | . | . | . | . | 0 | . | . | . | . | 0 | 0.002 | . | . | . | 0.002 | 1 | . | . | . | 1 | . | . | . | . | 0 | . | 2.15 | . | . | 2.15 | . | 8 | . | . | 8 | . | . | . | . | 0 | 72.975 | 72.705 | NM | 0 | 145.68 | 10392 | 391 | 0 | 0 | 10783 | 0 | 0 | 0 | 0 | 0
2024 | 5 | CA | 11208 | Los Angeles Department of Water & Power | Preliminary | AC | 510.205 | 132.67 | . | . | 642.875 | 83413 | 1703 | . | . | 85116 | . | . | . | . | 0 | . | . | . | . | 0 | 40631.68 | 4428.67 | . | . | 45060.35 | 31.63 | 2.05 | . | . | 33.68 | 4112 | 6 | . | . | 4118 | . | . | . | . | 0 | 3.95 | 1.15 | . | . | 5.1 | 548 | 6 | . | . | 554 | . | . | . | . | 0 | . | . | . | . | 0 | . | . | . | . | 0 | . | . | . | . | 0 | . | . | . | . | 0 | . | . | . | . | 0 | . | . | . | . | 0 | 510.205 | 132.67 | NM | 0 | 642.875 | 83413 | 1703 | 0 | 0 | 85116 | 40631.68 | 4428.67 | 0 | 0 | 45060.35
2024 | 5 | CA | 12745 | Modesto Irrigation District | Preliminary | AC | 53.941 | 17.394 | 9.914 | . | 81.249 | 10711 | 186 | 55 | . | 10952 | . | . | . | . | 0 | . | . | . | . | 0 | . | . | . | . | 0 | 3.645 | . | 0.171 | . | 3.816 | 487 | . | 1 | . | 488 | . | . | . | . | 0 | . | . | 1.341 | . | 1.341 | . | . | 1 | . | 1 | . | . | . | . | 0 | . | . | . | . | 0 | . | . | . | . | 0 | . | . | . | . | 0 | . | . | . | . | 0 | . | . | . | . | 0 | . | . | . | . | 0 | 53.941 | 17.394 | 9.914 | 0 | 81.249 | 10711 | 186 | 55 | 0 | 10952 | 0 | 0 | 0 | 0 | 0
2024 | 5 | CA | 14328 | Pacific Gas & Electric Co. | Preliminary | AC | 5197.587 | 1617.4 | 1284.461 | 0 | 8099.448 | 824881 | 16332 | 5476 | 0 | 846689 | 23.445 | 51.874 | 0.138 | 0 | 75.457 | 5974 | 3942 | 4 | 0 | 9920 | 0 | 0 | 0 | 0 | 0 | 611.64 | 38.864 | 56.54 | 0 | 707.044 | 88477 | 374 | 160 | 0 | 89011 | 0 | 0 | 0 | 0 | 0 | 0.09 | 0 | 0.245 | 0 | 0.335 | 9 | 0 | 2 | 0 | 11 | 0 | 0 | 0 | 0 | 0 | 0.91 | 0.622 | 27.123 | 0 | 28.655 | 164 | 36 | 42 | 0 | 242 | 0 | 0 | 0 | 0 | 0 | 1.221 | 61.177 | 182.835 | 0 | 245.233 | 36 | 92 | 250 | 0 | 378 | 0 | 0 | 0 | 0 | 0 | 5223.163 | 1731.073 | 1494.557 | 0 | 8448.793 | 831055 | 20402 | 5772 | 0 | 857229 | 0 | 0 | 0 | 0 | 0
2024 | 5 | CA | 14354 | PacifiCorp | Preliminary | DC | 5.895 | 5.238 | 2.964 | 0 | 14.097 | 768 | 70 | 21 | 0 | 859 | . | . | . | . | 0 | . | . | . | . | 0 | . | . | . | . | 0 | 0.805 | 0.03 | 0 | 0 | 0.835 | 67 | 1 | 0 | 0 | 68 | 1.004 | 0.01 | 0 | 0 | 1.014 | . | . | . | . | 0 | . | . | . | . | 0 | . | . | . | . | 0 | 0.001 | 0.005 | 0 | 0 | 0.006 | 1 | 2 | 0 | 0 | 3 | . | . | . | . | 0 | 0.011 | 0.066 | 0 | 0 | 0.077 | 2 | 1 | 0 | 0 | 3 | . | . | . | . | 0 | 5.907 | 5.309 | 2.964 | 0 | 14.18 | 771 | 73 | 21 | 0 | 865 | 0 | 0 | 0 | 0 | 0
2024 | 5 | CA | 14534 | City of Pasadena - (CA) | Preliminary | AC | 15.255 | 9.941 | . | . | 25.196 | 2639 | 105 | . | . | 2744 | . | . | . | . | 0 | . | . | . | . | 0 | 315.725 | 119.273 | . | . | 434.998 | . | . | . | . | 0 | . | . | . | . | 0 | . | . | . | . | 0 | . | . | . | . | 0 | . | . | . | . | 0 | . | . | . | . | 0 | . | . | . | . | 0 | . | . | . | . | 0 | . | . | . | . | 0 | . | . | . | . | 0 | . | . | . | . | 0 | . | . | . | . | 0 | 15.255 | 9.941 | NM | 0 | 25.196 | 2639 | 105 | 0 | 0 | 2744 | 315.725 | 119.273 | 0 | 0 | 434.998
2024 | 5 | CA | 16534 | Sacramento Municipal Util Dist | Preliminary | AC | 242.883 | 86.213 | 38.212 | 0 | 367.308 | 53646 | 1268 | 53 | 0 | 54967 | 0.671 | 0.348 | 0 | 0 | 1.019 | 560 | 43 | 0 | 0 | 603 | . | . | . | . | 0 | 11.153 | 0.063 | 0.5 | . | 11.716 | 1738 | 5 | 1 | . | 1744 | . | . | . | . | 0 | . | . | . | . | 0 | . | . | . | . | 0 | . | . | . | . | 0 | 0.002 | 0 | 0.005 | 0 | 0.007 | 1 | 0 | 1 | 0 | 2 | . | . | . | . | 0 | . | . | . | . | 0 | . | . | . | . | 0 | . | . | . | . | 0 | 243.556 | 86.561 | 38.217 | 0 | 368.334 | 54207 | 1311 | 54 | 0 | 55572 | 0 | 0 | 0 | 0 | 0
2024 | 5 | CA | 16609 | San Diego Gas & Electric Co | Preliminary | AC | 1751.105 | 307.229 | 105.992 | 0 | 2164.326 | 316159 | 5518 | 143 | 0 | 321820 | 23.424 | 7.213 | 3.825 | 0 | 34.462 | 615 | 86 | 6 | 0 | 707 | 6 | 5 | 0 | 0 | 11 | 68.518 | 16.307 | 5.476 | 0 | 90.301 | 10257 | 189 | 7 | 0 | 10453 | 0 | 0 | 0 | 0 | 0 | 0 | 0 | 0 | 0 | 0 | 0 | 0 | 0 | 0 | 0 | 0 | 0 | 0 | 0 | 0 | 0.122 | 0.007 | 1 | 0 | 1.129 | 37 | 3 | 1 | 0 | 41 | 0 | 0 | 0 | 0 | 0 | 0.022 | 14.177 | 15.308 | 0 | 29.507 | 2 | 52 | 21 | 0 | 75 | 0 | 0 | 0 | . | 0 | 1774.673 | 328.626 | 126.125 | 0 | 2229.424 | 316813 | 5659 | 171 | 0 | 322643 | 6 | 5 | 0 | 0 | 11
2024 | 5 | CA | 16655 | City of Santa Clara - (CA) | Preliminary | AC | 3.207 | 16.313 | . | . | 19.52 | 826 | 99 | . | . | 925 | . | . | . | . | 0 | . | . | . | . | 0 | . | . | . | . | 0 | . | . | . | . | 0 | . | . | . | . | 0 | . | . | . | . | 0 | . | . | . | . | 0 | . | . | . | . | 0 | . | . | . | . | 0 | . | . | . | . | 0 | . | . | . | . | 0 | . | . | . | . | 0 | . | . | . | . | 0 | . | . | . | . | 0 | . | . | . | . | 0 | 3.207 | 16.313 | NM | 0 | 19.52 | 826 | 99 | 0 | 0 | 925 | 0 | 0 | 0 | 0 | 0
2024 | 5 | CA | 17609 | Southern California Edison Co | Preliminary | AC | 4036.427 | 1036.234 | 292.423 | . | 5365.084 | 652493 | 9460 | 520 | . | 662473 | 8.337 | 48.557 | . | . | 56.894 | 103 | 1171 | . | . | 1274 | . | . | . | . | 0 | 392.784 | 64.606 | 6.107 | . | 463.497 | 60309 | 469 | 17 | . | 60795 | 947.018 | 153.217 | 18.644 | . | 1118.879 | . | . | . | . | 0 | . | . | . | . | 0 | . | . | . | . | 0 | 1.779 | 4.955 | 8.1 | . | 14.834 | 211 | 15 | 7 | . | 233 | . | . | . | . | 0 | 0.721 | 49.285 | 33.703 | . | 83.709 | 76 | 129 | 46 | . | 251 | . | . | . | . | 0 | 4047.264 | 1139.031 | 334.226 | 0 | 5520.521 | 652883 | 10775 | 573 | 0 | 664231 | 0 | 0 | 0 | 0 | 0
2024 | 5 | CA | 17612 | Bear Valley Electric Service | Preliminary | DC | 2.898 | 3.112 | . | . | 6.01 | 594 | 25 | . | . | 619 | . | . | . | . | 0 | . | . | . | . | 0 | . | . | . | . | 0 | . | . | . | . | 0 | . | . | . | . | 0 | . | . | . | . | 0 | . | . | . | . | 0 | . | . | . | . | 0 | . | . | . | . | 0 | 0.069 | 0.01 | . | . | 0.079 | 6 | 1 | . | . | 7 | . | . | . | . | 0 | . | . | . | . | 0 | . | . | . | . | 0 | . | . | . | . | 0 | 2.967 | 3.122 | NM | 0 | 6.089 | 600 | 26 | 0 | 0 | 626 | 0 | 0 | 0 | 0 | 0
2024 | 5 | CA | 18260 | Surprise Valley Electrification | Preliminary | AC | 0.134 | 0.013 | 0 | 0 | 0.147 | 14 | 2 | 0 | 0 | 16 | . | . | . | . | 0 | . | . | . | . | 0 | . | . | . | . | 0 | . | . | . | . | 0 | . | . | . | . | 0 | . | . | . | . | 0 | . | . | . | . | 0 | . | . | . | . | 0 | . | . | . | . | 0 | . | . | . | . | 0 | . | . | . | . | 0 | . | . | . | . | 0 | . | . | . | . | 0 | . | . | . | . | 0 | . | . | . | . | 0 | 0.134 | 0.013 | NM | 0 | 0.147 | 14 | 2 | 0 | 0 | 16 | 0 | 0 | 0 | 0 | 0
2024 | 5 | CA | 19281 | Turlock Irrigation District | Preliminary | AC | 26.996 | 13.393 | 20.434 | . | 60.823 | 4482 | 82 | 109 | . | 4673 | 0.063 | . | 3.634 | . | 3.697 | 3 | . | 10 | . | 13 | . | . | . | . | 0 | . | . | . | . | 0 | . | . | . | . | 0 | . | . | . | . | 0 | . | . | . | . | 0 | . | . | . | . | 0 | . | . | . | . | 0 | . | . | . | . | 0 | . | . | . | . | 0 | . | . | . | . | 0 | . | . | . | . | 0 | . | . | . | . | 0 | . | . | . | . | 0 | 27.059 | 13.393 | 24.068 | 0 | 64.52 | 4485 | 82 | 119 | 0 | 4686 | 0 | 0 | 0 | 0 | 0
2024 | 5 | CA | 99999 | Adjustment 2024 | Preliminary |  | 231.596 | 150.167 | 3.413 | 0 | 385.175 | . | . | . | . | . | . | . | . | . | 0 | . | . | . | . | . | . | . | . | . | . | -0.14 | -0.005 | 0 | 0 | -0.146 | . | . | . | . | . | . | . | . | . | . | . | . | . | . | 0 | . | . | . | . | . | . | . | . | . | . | . | . | . | . | . | . | . | . | . | . | . | . | . | . | . | . | . | . | . | . | . | . | . | . | . | . | . | . | . | . | 231.596 | 150.167 | 3.413 | 0 | 385.175 | . | . | . | . | . | . | . | . | . | .
2024 | 5 | CO | 3989 | City of Colorado Springs - (CO) | Preliminary | AC | 40.485 | 2.141 | . | . | 42.626 | 8865 | 553 | . | . | 9418 | 2.362 | 3.289 | . | . | 5.651 | 617 | 80 | . | . | 697 | 0 | 0 | . | . | 0 | 1.637 | 0.088 | . | . | 1.725 | 238 | 14 | . | . | 252 | 4.234 | 0.088 | . | . | 4.322 | 0 | 0 | . | . | 0 | 0 | 0 | . | . | 0 | 0 | 0 | . | . | 0 | 0 | 0.006 | . | . | 0.006 | 0 | 1 | . | . | 1 | 0 | 0 | . | . | 0 | 0 | 0 | . | . | 0 | 0 | 0 | . | . | 0 | 0 | 0 | . | . | 0 | 42.847 | 5.436 | NM | 0 | 48.283 | 9482 | 634 | 0 | 0 | 10116 | 0 | 0 | 0 | 0 | 0
2024 | 5 | CO | 6604 | City of Fort Collins - (CO) | Preliminary | DC | 22.855 | 2.264 | 3.779 | . | 28.898 | 3699 | 78 | 24 | . | 3801 | 0.761 | . | . | . | 0.761 | 327 | . | . | . | 327 | . | . | . | . | 0 | 1.196 | 0.122 | . | . | 1.318 | 166 | 2 | . | . | 168 | 2.97 | 0.372 | . | . | 3.342 | . | 0.015 | . | . | 0.015 | . | 1 | . | . | 1 | . | 0.041 | . | . | 0.041 | 0.001 | . | . | . | 0.001 | 1 | . | . | . | 1 | . | . | . | . | 0 | . | . | 1.976 | . | 1.976 | . | . | 6 | . | 6 | . | . | . | . | 0 | 23.617 | 2.264 | 5.755 | 0 | 31.636 | 4027 | 78 | 30 | 0 | 4135 | 0 | 0 | 0 | 0 | 0
2024 | 5 | CO | 9336 | CORE Electric Cooperative | Preliminary | AC | 54.812 | 0.968 | 0.431 | . | 56.211 | 9512 | 33 | 3 | . | 9548 | . | . | . | . | 0 | . | . | . | . | 0 | . | . | . | . | 0 | . | . | . | . | 0 | . | . | . | . | 0 | . | . | . | . | 0 | . | . | . | . | 0 | . | . | . | . | 0 | . | . | . | . | 0 | 0.042 | . | . | . | 0.042 | 15 | . | . | . | 15 | . | . | . | . | 0 | 0.011 | . | . | . | 0.011 | 2 | . | . | . | 2 | . | . | . | . | 0 | 54.865 | 0.968 | 0.431 | 0 | 56.264 | 9529 | 33 | 3 | 0 | 9565 | 0 | 0 | 0 | 0 | 0
2024 | 5 | CO | 10066 | K C Electric Association | Preliminary | DC | 0.203 | 0.232 | 0.034 | 0 | 0.469 | 22 | 14 | 2 | 0 | 38 | . | . | . | . | 0 | . | . | . | . | 0 | . | . | . | . | 0 | . | . | . | . | 0 | . | . | . | . | 0 | . | . | . | . | 0 | . | . | . | . | 0 | . | . | . | . | 0 | . | . | . | . | 0 | 0.01 | . | . | . | 0.01 | 1 | . | . | . | 1 | . | . | . | . | 0 | . | . | . | . | 0 | . | . | . | . | 0 | . | . | . | . | 0 | 0.213 | 0.232 | 0.034 | 0 | 0.479 | 23 | 14 | 2 | 0 | 39 | 0 | 0 | 0 | 0 | 0
2024 | 5 | CO | 12866 | Moon Lake Electric Assn Inc | Preliminary | AC | 0.026 | 0.1 | 0 | 0 | 0.126 | 4 | 5 | 0 | 0 | 9 | 0 | 0 | 0 | 0 | 0 | 0 | 0 | 0 | 0 | 0 | 0 | 0 | 0 | 0 | 0 | . | . | . | . | 0 | . | . | . | . | 0 | . | . | . | . | 0 | . | . | . | . | 0 | . | . | . | . | 0 | . | . | . | . | 0 | . | . | . | . | 0 | . | . | . | . | 0 | . | . | . | . | 0 | . | . | . | . | 0 | . | . | . | . | 0 | . | . | . | . | 0 | 0.026 | 0.1 | NM | 0 | 0.126 | 4 | 5 | 0 | 0 | 9 | 0 | 0 | 0 | 0 | 0
2024 | 5 | CO | 15257 | Poudre Valley REA, Inc | Preliminary | DC | 17.002 | 0.246 | 0.032 | . | 17.28 | 2097 | 12 | 2 | . | 2111 | 2.507 | . | . | . | 2.507 | 404 | . | . | . | 404 | . | . | . | . | 0 | . | . | . | . | 0 | . | . | . | . | 0 | . | . | . | . | 0 | . | . | . | . | 0 | . | . | . | . | 0 | . | . | . | . | 0 | . | . | . | . | 0 | . | . | . | . | 0 | . | . | . | . | 0 | . | . | . | . | 0 | . | . | . | . | 0 | . | . | . | . | 0 | 19.509 | 0.246 | 0.032 | 0 | 19.787 | 2501 | 12 | 2 | 0 | 2515 | 0 | 0 | 0 | 0 | 0
2024 | 5 | CO | 15466 | Public Service Co of Colorado | Preliminary | DC | 629.057 | 214.304 | 10.981 | . | 854.342 | 107180 | 3238 | 11 | . | 110429 | . | . | . | . | 0 | . | . | . | . | 0 | . | . | . | . | 0 | . | . | . | . | 0 | . | . | . | . | 0 | . | . | . | . | 0 | . | . | . | . | 0 | . | . | . | . | 0 | . | . | . | . | 0 | . | . | . | . | 0 | . | . | . | . | 0 | . | . | . | . | 0 | . | . | . | . | 0 | . | . | . | . | 0 | . | . | . | . | 0 | 629.057 | 214.304 | 10.981 | 0 | 854.342 | 107180 | 3238 | 11 | 0 | 110429 | 0 | 0 | 0 | 0 | 0
2024 | 5 | CO | 16603 | San Luis Valley R E C, Inc | Preliminary | AC | 1.743 | 0.883 | 1.789 | . | 4.415 | 249 | 43 | 74 | . | 366 | . | . | . | . | 0 | . | . | . | . | 0 | . | . | . | . | 0 | . | . | . | . | 0 | . | . | . | . | 0 | . | . | . | . | 0 | . | . | . | . | 0 | . | . | . | . | 0 | . | . | . | . | 0 | 0.003 | . | . | . | 0.003 | 2 | . | . | . | 2 | . | . | . | . | 0 | . | . | . | . | 0 | . | . | . | . | 0 | . | . | . | . | 0 | 1.746 | 0.883 | 1.789 | 0 | 4.418 | 251 | 43 | 74 | 0 | 368 | 0 | 0 | 0 | 0 | 0
2024 | 5 | CO | 19499 | United Power, Inc | Preliminary | AC | 70.453 | 2.662 | 0.046 | 0 | 73.161 | 12032 | 44 | 1 | 0 | 12077 | 0.015 | 0.003 | 0.003 | . | 0.021 | 25 | 3 | 1 | . | 29 | . | . | . | . | 0 | . | . | . | . | 0 | . | . | . | . | 0 | . | . | . | . | 0 | . | . | . | . | 0 | . | . | . | . | 0 | . | . | . | . | 0 | 0.022 | 0.012 | 0 | 0 | 0.034 | 8 | 2 | 0 | 0 | 10 | . | . | . | . | 0 | . | . | . | . | 0 | . | . | . | . | 0 | . | . | . | . | 0 | 70.49 | 2.677 | 0.049 | 0 | 73.216 | 12065 | 49 | 2 | 0 | 12116 | 0 | 0 | 0 | 0 | 0
2024 | 5 | CO | 27058 | High West Energy, Inc | Preliminary | DC | 0.02 | . | . | . | 0.02 | 10 | . | . | . | 10 | . | . | . | . | 0 | . | . | . | . | 0 | . | . | . | . | 0 | . | . | . | . | 0 | . | . | . | . | 0 | . | . | . | . | 0 | . | . | . | . | 0 | . | . | . | . | 0 | . | . | . | . | 0 | . | . | . | . | 0 | . | . | . | . | 0 | . | . | . | . | 0 | . | . | . | . | 0 | . | . | . | . | 0 | . | . | . | . | 0 | 0.02 | NM | NM | 0 | 0.02 | 10 | 0 | 0 | 0 | 10 | 0 | 0 | 0 | 0 | 0
2024 | 5 | CO | 56146 | Black Hills Colorado Electric, LLC | Preliminary | DC | 57.442 | 13.764 | 21 | 0 | 92.206 | 8418 | 248 | 3 | 0 | 8669 | 8.738 | 4.882 | . | . | 13.62 | 450 | 251 | . | . | 701 | . | . | . | . | 0 | . | . | . | . | 0 | . | . | . | . | 0 | . | . | . | . | 0 | . | . | . | . | 0 | . | . | . | . | 0 | . | . | . | . | 0 | 0.006 | . | 1.8 | . | 1.806 | 3 | . | 1 | . | 4 | . | . | . | . | 0 | . | . | . | . | 0 | . | . | . | . | 0 | . | . | . | . | 0 | 66.186 | 18.646 | 22.8 | 0 | 107.632 | 8871 | 499 | 4 | 0 | 9374 | 0 | 0 | 0 | 0 | 0
2024 | 5 | CO | 99999 | Adjustment 2024 | Preliminary |  | -21.229 | -32.013 | -5.5 | 0 | -58.743 | . | . | . | . | . | -2.094 | -0.852 | . | . | -2.945 | . | . | . | . | . | . | . | . | . | . | -0.209 | -0.021 | . | . | -0.23 | . | . | . | . | . | . | . | . | . | . | . | -0.003 | . | . | -0.003 | . | . | . | . | . | . | . | . | . | . | . | . | . | . | . | . | . | . | . | . | . | . | . | . | . | . | . | . | . | . | . | . | . | . | . | . | . | . | . | . | -23.323 | -32.865 | -5.5 | 0 | -61.688 | . | . | . | . | . | . | . | . | . | .
2024 | 5 | CT | 4176 | Connecticut Light & Power Co | Preliminary | AC | 568.89 | 208.418 | 29.644 | . | 806.952 | 74225 | 1910 | 92 | . | 76227 | . | 71.087 | . | . | 71.087 | . | 335 | . | . | 335 | . | . | . | . | 0 | . | . | . | . | 0 | . | . | . | . | 0 | . | . | . | . | 0 | . | . | . | . | 0 | . | . | . | . | 0 | . | . | . | . | 0 | 0.086 | 0.013 | . | . | 0.099 | 17 | 4 | . | . | 21 | . | . | . | . | 0 | 0.367 | 46.582 | 10.815 | . | 57.764 | 22 | 90 | 18 | . | 130 | . | . | . | . | 0 | 569.343 | 326.1 | 40.459 | 0 | 935.902 | 74264 | 2339 | 110 | 0 | 76713 | 0 | 0 | 0 | 0 | 0
2024 | 5 | CT | 7716 | Groton Dept of Utilities - (CT) | Preliminary | AC | 4.172 | 0.291 | 0 | 0 | 4.463 | 809 | 6 | 0 | 0 | 815 | 0 | 0 | 0 | 0 | 0 | 0 | 0 | 0 | 0 | 0 | 293.652 | 17.884 | 0 | 0 | 311.536 | 0 | 0 | 0 | 0 | 0 | 0 | 0 | 0 | 0 | 0 | 0 | 0 | 0 | 0 | 0 | 0 | 0 | 0 | 0 | 0 | 0 | 0 | 0 | 0 | 0 | 0 | 0 | 0 | 0 | 0 | 0 | 0 | 0 | 0 | 0 | 0 | 0 | 0 | 0 | 0 | 0 | 0 | 0 | 0 | 0 | 0 | 0 | 0 | 0 | 0 | 0 | 0 | 0 | 0 | 0 | 0 | 0 | 0 | 0 | 0 | 4.172 | 0.291 | NM | 0 | 4.463 | 809 | 6 | 0 | 0 | 815 | 293.652 | 17.884 | 0 | 0 | 311.536
2024 | 5 | CT | 19497 | United Illuminating Co | Preliminary | AC | 139.389 | 57.043 | 7.722 | 0 | 204.154 | 22287 | 414 | 48 | 0 | 22749 | . | 8.966 | . | 0 | 8.966 | . | 6 | . | 0 | 6 | 13126.714 | 3941.301 | 0 | 0 | 17068.015 | 0.023 | . | . | . | 0.023 | 1 | . | . | . | 1 | 0.015 | . | . | . | 0.015 | 0.013 | . | . | . | 0.013 | 4 | . | . | . | 4 | 0.053 | . | . | . | 0.053 | . | 0.03 | 0.1 | . | 0.13 | . | 1 | 1 | . | 2 | . | . | . | . | 0 | . | 27.855 | 4.21 | . | 32.065 | . | 31 | 3 | . | 34 | . | 0.899 | 12 | . | 12.899 | 139.389 | 93.894 | 12.032 | 0 | 245.315 | 22287 | 452 | 52 | 0 | 22791 | 13126.714 | 3942.2 | 12 | 0 | 17080.914
2024 | 5 | CT | 20038 | Town of Wallingford - (CT) | Preliminary | AC | 0.434 | 0.927 | . | . | 1.361 | 52 | 6 | . | . | 58 | . | . | . | . | 0 | . | . | . | . | 0 | . | . | . | . | 0 | . | . | . | . | 0 | . | . | . | . | 0 | . | . | . | . | 0 | . | . | . | . | 0 | . | . | . | . | 0 | . | . | . | . | 0 | . | . | . | . | 0 | . | . | . | . | 0 | . | . | . | . | 0 | . | . | . | . | 0 | . | . | . | . | 0 | . | . | . | . | 0 | 0.434 | 0.927 | NM | 0 | 1.361 | 52 | 6 | 0 | 0 | 58 | 0 | 0 | 0 | 0 | 0
2024 | 5 | CT | 99999 | Adjustment 2024 | Preliminary |  | 0.177 | 0.319 | . | . | 0.496 | . | . | . | . | . | . | . | . | . | . | . | . | . | . | . | . | . | . | . | . | . | . | . | . | . | . | . | . | . | . | . | . | . | . | . | . | . | . | . | . | . | . | . | . | . | . | . | . | . | . | . | . | . | . | . | . | . | . | . | . | . | . | . | . | . | . | . | . | . | . | . | . | . | . | . | . | . | . | . | . | 0.177 | 0.319 | . | . | 0.496 | . | . | . | . | . | . | . | . | . | .
2024 | 5 | DC | 15270 | Potomac Electric Power Co | Preliminary | AC | 99.657 | 57.106 | . | . | 156.763 | 15926 | 823 | . | . | 16749 | 2.779 | 0.497 | . | . | 3.276 | 8764 | 117 | . | . | 8881 | . | . | . | . | 0 | . | . | . | . | 0 | . | . | . | . | 0 | . | . | . | . | 0 | . | . | . | . | 0 | . | . | . | . | 0 | . | . | . | . | 0 | . | . | . | . | 0 | . | . | . | . | 0 | . | . | . | . | 0 | . | . | . | . | 0 | . | . | . | . | 0 | . | . | . | . | 0 | 102.436 | 57.603 | NM | 0 | 160.039 | 24690 | 940 | 0 | 0 | 25630 | 0 | 0 | 0 | 0 | 0
2024 | 5 | DC | 99999 | Adjustment 2024 | Preliminary |  | . | . | . | . | . | . | . | . | . | . | . | . | . | . | . | . | . | . | . | . | . | . | . | . | . | . | . | . | . | . | . | . | . | . | . | . | . | . | . | . | . | . | . | . | . | . | . | . | . | . | . | . | . | . | . | . | . | . | . | . | . | . | . | . | . | . | . | . | . | . | . | . | . | . | . | . | . | . | . | . | . | . | . | . | . | . | . | . | . | . | . | . | . | . | . | . | . | . | . | .
2024 | 5 | DE | 5027 | Delmarva Power | Preliminary | AC | 73.318 | 18.402 | 4.882 | . | 96.602 | 9236 | 309 | 9 | . | 9554 | 0.34 | 5.99 | . | . | 6.33 | 60 | 234 | . | . | 294 | . | . | . | . | 0 | . | . | . | . | 0 | . | . | . | . | 0 | . | . | . | . | 0 | . | . | . | . | 0 | . | . | . | . | 0 | . | . | . | . | 0 | 0.064 | 0.035 | . | . | 0.099 | 10 | 5 | . | . | 15 | . | . | . | . | 0 | . | 1.45 | . | . | 1.45 | . | 2 | . | . | 2 | . | . | . | . | 0 | 73.722 | 25.877 | 4.882 | 0 | 104.481 | 9306 | 550 | 9 | 0 | 9865 | 0 | 0 | 0 | 0 | 0
2024 | 5 | DE | 5070 | Delaware Electric Cooperative | Preliminary | DC | 25.028 | 7.62 | . | . | 32.648 | 3018 | 128 | . | . | 3146 | . | . | . | . | 0 | . | . | . | . | 0 | . | . | . | . | 0 | . | . | . | . | 0 | . | . | . | . | 0 | . | . | . | . | 0 | . | . | . | . | 0 | . | . | . | . | 0 | . | . | . | . | 0 | 0.018 | 0.005 | . | . | 0.023 | 7 | 1 | . | . | 8 | . | . | . | . | 0 | . | . | . | . | 0 | . | . | . | . | 0 | . | . | . | . | 0 | 25.046 | 7.625 | NM | 0 | 32.671 | 3025 | 129 | 0 | 0 | 3154 | 0 | 0 | 0 | 0 | 0
2024 | 5 | DE | 5335 | City of Dover - (DE) | Preliminary | AC | 4.013 | 1.862 | 0 | 0 | 5.875 | 526 | 30 | 0 | 0 | 556 | . | . | . | . | 0 | . | . | . | . | 0 | . | . | . | . | 0 | . | . | . | . | 0 | . | . | . | . | 0 | . | . | . | . | 0 | . | . | . | . | 0 | . | . | . | . | 0 | . | . | . | . | 0 | . | . | . | . | 0 | . | . | . | . | 0 | . | . | . | . | 0 | . | . | . | . | 0 | . | . | . | . | 0 | . | . | . | . | 0 | 4.013 | 1.862 | NM | 0 | 5.875 | 526 | 30 | 0 | 0 | 556 | 0 | 0 | 0 | 0 | 0
2024 | 5 | DE | 13519 | City of Newark - (DE) | Preliminary | AC | 1.612 | 0.261 | 1.458 | 0 | 3.331 | 195 | 13 | 5 | 0 | 213 | . | . | . | . | 0 | . | . | . | . | 0 | . | . | . | . | 0 | . | . | . | . | 0 | . | . | . | . | 0 | . | . | . | . | 0 | . | . | . | . | 0 | . | . | . | . | 0 | . | . | . | . | 0 | . | . | . | . | 0 | . | . | . | . | 0 | . | . | . | . | 0 | . | 0.5 | . | . | 0.5 | . | 1 | . | . | 1 | . | . | . | . | 0 | 1.612 | 0.761 | 1.458 | 0 | 3.831 | 195 | 14 | 5 | 0 | 214 | 0 | 0 | 0 | 0 | 0
2024 | 5 | DE | 99999 | Adjustment 2024 | Preliminary |  | 4.705 | -0.141 | NM | . | 12.377 | . | . | . | . | . | . | . | . | . | 0 | . | . | . | . | . | . | . | . | . | . | . | . | . | . | 0 | . | . | . | . | . | . | . | . | . | . | . | . | . | . | 0 | . | . | . | . | . | . | . | . | . | . | . | . | . | . | . | . | . | . | . | . | . | . | . | . | . | . | . | . | . | . | . | . | . | . | . | . | . | . | . | . | 4.705 | -0.141 | NM | . | 12.377 | . | . | . | . | . | . | . | . | . | .
2024 | 5 | FL | 6452 | Florida Power & Light Co | Preliminary | AC | 920.374 | 69.993 | 32.448 | . | 1022.815 | 100602 | 904 | 718 | . | 102224 | . | . | . | . | 0 | . | . | . | . | 0 | 63774.888 | 2551.941 | 515.535 | . | 66842.364 | . | . | . | . | 0 | . | . | . | . | 0 | . | . | . | . | 0 | . | . | . | . | 0 | . | . | . | . | 0 | . | . | . | . | 0 | 0.019 | 0.019 | 0.042 | . | 0.08 | 6 | 8 | 4 | . | 18 | 0.294 | 0.177 | . | . | 0.471 | . | . | 5.949 | . | 5.949 | . | . | 4 | . | 4 | . | . | . | . | 0 | 920.393 | 70.012 | 38.439 | 0 | 1028.844 | 100608 | 912 | 726 | 0 | 102246 | 63775.182 | 2552.118 | 515.535 | 0 | 66842.835
2024 | 5 | FL | 6455 | Duke Energy Florida, LLC | Preliminary | AC | 775.738 | 50.652 | 11.608 | . | 837.998 | 88238 | 860 | 29 | . | 89127 | . | . | . | . | 0 | . | . | . | . | 0 | . | . | . | . | 0 | . | . | . | . | 0 | . | . | . | . | 0 | . | . | . | . | 0 | . | . | . | . | 0 | . | . | . | . | 0 | . | . | . | . | 0 | 0.002 | 0.001 | 0 | . | 0.003 | 1 | 1 | 0 | . | 2 | . | . | . | . | 0 | . | 0.2 | 0.2 | . | 0.4 | . | 1 | 1 | . | 2 | . | . | . | . | 0 | 775.74 | 50.853 | 11.808 | 0 | 838.401 | 88239 | 862 | 30 | 0 | 89131 | 0 | 0 | 0 | 0 | 0
2024 | 5 | FL | 6457 | Florida Public Utilities Co | Preliminary | AC | 2.668 | 1.307 | 0 | 0 | 3.975 | 568 | 10 | 0 | 0 | 578 | 0 | 0 | 0 | 0 | 0 | 0 | 0 | 0 | 0 | 0 | 0 | 0 | 0 | 0 | 0 | 0 | 0 | 0 | 0 | 0 | 0 | 0 | 0 | 0 | 0 | 0 | 0 | 0 | 0 | 0 | 0 | 0 | 0 | 0 | 0 | 0 | 0 | 0 | 0 | 0 | 0 | 0 | 0 | 0 | 0 | 0 | 0 | 0 | 0 | 0 | 0 | 0 | 0 | 0 | 0 | 0 | 0 | 0 | 0 | 0 | 0 | 0 | 0 | 0 | 0 | 0 | 0 | 0 | 0 | 0 | 0 | 0 | 0 | 0 | 0 | 2.668 | 1.307 | NM | 0 | 3.975 | 568 | 10 | 0 | 0 | 578 | 0 | 0 | 0 | 0 | 0
2024 | 5 | FL | 9617 | JEA | Preliminary | DC | 50.904 | 9.555 | . | . | 60.459 | 5821 | 119 | . | . | 5940 | . | . | . | . | 0 | . | . | . | . | 0 | 2406.887 | 342.69 | . | . | 2749.577 | . | . | . | . | 0 | . | . | . | . | 0 | . | . | . | . | 0 | . | . | . | . | 0 | . | . | . | . | 0 | . | . | . | . | 0 | . | . | . | . | 0 | . | . | . | . | 0 | . | . | . | . | 0 | . | . | . | . | 0 | . | . | . | . | 0 | . | . | . | . | 0 | 50.904 | 9.555 | NM | 0 | 60.459 | 5821 | 119 | 0 | 0 | 5940 | 2406.887 | 342.69 | 0 | 0 | 2749.577
2024 | 5 | FL | 18454 | Tampa Electric Co | Preliminary | DC | 300.981 | 30.768 | 0.74 | . | 332.489 | 26630 | 279 | 3 | . | 26912 | 16.5 | 1 | . | . | 17.5 | 750 | 47 | . | . | 797 | 20728.788 | 887.592 | 61.842 | . | 21678.222 | 12.094 | 0.029 | . | . | 12.123 | 1255 | 1 | . | . | 1256 | . | . | . | . | 0 | . | . | . | . | 0 | . | . | . | . | 0 | . | . | . | . | 0 | . | . | . | . | 0 | . | . | . | . | 0 | . | . | . | . | 0 | . | 0.05 | . | . | 0.05 | . | 1 | . | . | 1 | . | . | . | . | 0 | 317.481 | 31.818 | 0.74 | 0 | 350.039 | 27380 | 327 | 3 | 0 | 27710 | 20728.788 | 887.592 | 61.842 | 0 | 21678.222
2024 | 5 | FL | 99999 | Adjustment 2024 | Preliminary |  | 209.254 | 22.762 | 0.287 | . | 232.303 | . | . | . | . | . | -2.878 | -0.174 | . | . | -3.052 | . | . | . | . | . | . | . | . | . | . | -2.109 | -0.005 | . | . | -2.114 | . | . | . | . | . | . | . | . | . | . | . | . | . | . | 0 | . | . | . | . | . | . | . | . | . | . | . | . | . | . | . | . | . | . | . | . | . | . | . | . | . | . | . | . | . | . | . | . | . | . | . | . | . | . | . | . | 206.377 | 22.587 | 0.287 | . | 229.251 | . | . | . | . | . | . | . | . | . | .
2024 | 5 | GA | 3916 | Cobb Electric Membership Corp | Preliminary | AC | 3.804 | 3.541 | . | . | 7.345 | 586 | 43 | . | . | 629 | . | . | . | . | 0 | . | . | . | . | 0 | 45.123 | 21.544 | . | . | 66.667 | . | 1 | . | . | 1 | . | 1 | . | . | 1 | . | 4 | . | . | 4 | . | . | . | . | 0 | . | . | . | . | 0 | . | . | . | . | 0 | . | . | . | . | 0 | . | . | . | . | 0 | . | . | . | . | 0 | . | . | . | . | 0 | . | . | . | . | 0 | . | . | . | . | 0 | 3.804 | 3.541 | NM | 0 | 7.345 | 586 | 43 | 0 | 0 | 629 | 45.123 | 21.544 | 0 | 0 | 66.667
2024 | 5 | GA | 7140 | Georgia Power Co | Preliminary | AC | 67.28 | 21.63 | 3.493 | . | 92.403 | 10287 | 455 | 37 | . | 10779 | . | . | . | . | 0 | . | . | . | . | 0 | . | . | . | . | 0 | . | . | . | . | 0 | . | . | . | . | 0 | . | . | . | . | 0 | . | . | . | . | 0 | . | . | . | . | 0 | . | . | . | . | 0 | . | . | . | . | 0 | . | . | . | . | 0 | . | . | . | . | 0 | . | . | . | . | 0 | . | . | . | . | 0 | . | . | . | . | 0 | 67.28 | 21.63 | 3.493 | 0 | 92.403 | 10287 | 455 | 37 | 0 | 10779 | 0 | 0 | 0 | 0 | 0
2024 | 5 | GA | 9601 | Jackson Electric Member Corp - (GA) | Preliminary | DC | 8.237 | 4.432 | . | . | 12.669 | 1037 | 30 | . | . | 1067 | . | . | . | . | 0 | . | . | . | . | 0 | 506.922 | 148.239 | . | . | 655.161 | . | . | . | . | 0 | . | . | . | . | 0 | . | . | . | . | 0 | . | . | . | . | 0 | . | . | . | . | 0 | . | . | . | . | 0 | . | . | . | . | 0 | . | . | . | . | 0 | . | . | . | . | 0 | . | . | . | . | 0 | . | . | . | . | 0 | . | . | . | . | 0 | 8.237 | 4.432 | NM | 0 | 12.669 | 1037 | 30 | 0 | 0 | 1067 | 506.922 | 148.239 | 0 | 0 | 655.161
2024 | 5 | GA | 99999 | Adjustment 2024 | Preliminary |  | NM | 4.943 | 1.704 | . | NM | . | . | . | . | . | . | . | . | . | 0 | . | . | . | . | . | . | . | . | . | . | . | . | . | . | 0 | . | . | . | . | . | . | . | . | . | . | . | . | . | . | 0 | . | . | . | . | . | . | . | . | . | . | . | . | . | . | . | . | . | . | . | . | . | . | . | . | . | . | . | . | . | . | . | . | . | . | . | . | . | . | . | . | NM | 4.943 | 1.704 | . | NM | . | . | . | . | . | . | . | . | . | .
2024 | 5 | HI | 8287 | Hawaii Electric Light Co Inc | Preliminary | AC | 78.785 | 22.135 | 1.431 | . | 102.351 | 13921 | 757 | 31 | . | 14709 | . | . | . | . | 0 | . | . | . | . | 0 | . | . | . | . | 0 | 16.935 | 1.236 | 0.003 | . | 18.174 | 2257 | 36 | 1 | . | 2294 | 39.498 | 2.007 | 0 | . | 41.505 | . | . | . | . | 0 | . | . | . | . | 0 | . | . | . | . | 0 | 0.05 | . | 0.167 | . | 0.217 | 15 | . | 3 | . | 18 | . | . | . | . | 0 | . | . | 0.049 | . | 0.049 | . | . | 1 | . | 1 | . | . | . | . | 0 | 78.835 | 22.135 | 1.647 | 0 | 102.617 | 13936 | 757 | 35 | 0 | 14728 | 0 | 0 | 0 | 0 | 0
2024 | 5 | HI | 10071 | Kauai Island Utility Cooperative | Preliminary | AC | 25.778 | 10.954 | 0 | 0 | 36.732 | 5770 | 417 | 0 | 0 | 6187 | 0 | 0 | 0 | 0 | 0 | 0 | 0 | 0 | 0 | 0 | 1584.287 | 378.252 | 0 | 0 | 1962.539 | 13.764 | 1.759 | 0 | 0 | 15.523 | 1913 | 42 | 0 | 0 | 1955 | 35.537 | 4.438 | 0 | 0 | 39.975 | . | . | . | . | 0 | . | . | . | . | 0 | . | . | . | . | 0 | 0.01 | 0.001 | 0 | 0 | 0.011 | 6 | 1 | 0 | 0 | 7 | 0.257 | 0 | 0 | 0 | 0.257 | 0 | 0 | 0 | 0 | 0 | 0 | 0 | 0 | 0 | 0 | 0 | 0 | 0 | 0 | 0 | 25.788 | 10.955 | NM | 0 | 36.743 | 5776 | 418 | 0 | 0 | 6194 | 1584.544 | 378.252 | 0 | 0 | 1962.796
2024 | 5 | HI | 11843 | Maui Electric Co Ltd | Preliminary | AC | 82.424 | 31.144 | . | . | 113.568 | 13457 | 1071 | . | . | 14528 | . | . | . | . | 0 | . | . | . | . | 0 | . | . | . | . | 0 | 15.459 | 1.445 | . | . | 16.904 | 1743 | 45 | . | . | 1788 | 39.696 | 3.746 | . | . | 43.442 | . | . | . | . | 0 | . | . | . | . | 0 | . | . | . | . | 0 | 0.021 | 0.057 | . | . | 0.078 | 7 | 5 | . | . | 12 | . | . | . | . | 0 | . | . | . | . | 0 | . | . | . | . | 0 | . | . | . | . | 0 | 82.445 | 31.201 | NM | 0 | 113.646 | 13464 | 1076 | 0 | 0 | 14540 | 0 | 0 | 0 | 0 | 0
2024 | 5 | HI | 19547 | Hawaiian Electric Co Inc | Preliminary | AC | 325.668 | 66.842 | . | . | 392.51 | 62821 | 1803 | . | . | 64624 | . | . | . | . | 0 | . | . | . | . | 0 | . | . | . | . | 0 | 85.492 | 0.781 | . | . | 86.273 | 10885 | 34 | . | . | 10919 | 224.158 | 2.64 | . | . | 226.798 | . | . | . | . | 0 | . | . | . | . | 0 | . | . | . | . | 0 | 0.001 | 0.024 | . | . | 0.025 | 1 | 3 | . | . | 4 | . | . | . | . | 0 | . | . | . | . | 0 | . | . | . | . | 0 | . | . | . | . | 0 | 325.669 | 66.866 | NM | 0 | 392.535 | 62822 | 1806 | 0 | 0 | 64628 | 0 | 0 | 0 | 0 | 0
2024 | 5 | HI | 99999 | Adjustment 2024 | Preliminary |  | . | . | . | . | . | . | . | . | . | . | . | . | . | . | . | . | . | . | . | . | . | . | . | . | . | . | . | . | . | . | . | . | . | . | . | . | . | . | . | . | . | . | . | . | . | . | . | . | . | . | . | . | . | . | . | . | . | . | . | . | . | . | . | . | . | . | . | . | . | . | . | . | . | . | . | . | . | . | . | . | . | . | . | . | . | . | . | . | . | . | . | . | . | . | . | . | . | . | . | .
2024 | 5 | IA | 9417 | Interstate Power and Light Co | Preliminary | AC | 74.33 | 101.841 | 1.693 | . | 177.864 | 9019 | 2906 | 14 | . | 11939 | . | . | . | . | 0 | . | . | . | . | 0 | . | . | . | . | 0 | . | . | . | . | 0 | . | . | . | . | 0 | . | . | . | . | 0 | . | . | . | . | 0 | . | . | . | . | 0 | . | . | . | . | 0 | 0.304 | 3.927 | 0.01 | . | 4.241 | 41 | 62 | 1 | . | 104 | . | . | . | . | 0 | . | 0.4 | . | . | 0.4 | . | 1 | . | . | 1 | . | . | . | . | 0 | 74.634 | 106.168 | 1.703 | 0 | 182.505 | 9060 | 2969 | 15 | 0 | 12044 | 0 | 0 | 0 | 0 | 0
2024 | 5 | IA | 12341 | MidAmerican Energy Co | Preliminary | AC | 34.418 | 24.388 | 7.127 | . | 65.933 | 4180 | 531 | 27 | . | 4738 | . | . | . | . | 0 | . | . | . | . | 0 | 2807.822 | 1157.175 | 112.749 | . | 4077.746 | . | . | . | . | 0 | . | . | . | . | 0 | . | . | . | . | 0 | . | . | . | . | 0 | . | . | . | . | 0 | . | . | . | . | 0 | 0.433 | 0.75 | 0.114 | . | 1.297 | 43 | 18 | 2 | . | 63 | 9.353 | 8.76 | 0 | . | 18.113 | . | . | 2 | . | 2 | . | . | 1 | . | 1 | . | . | 0 | . | 0 | 34.851 | 25.138 | 9.241 | 0 | 69.23 | 4223 | 549 | 30 | 0 | 4802 | 2817.175 | 1165.935 | 112.749 | 0 | 4095.859
2024 | 5 | IA | 99999 | Adjustment 2024 | Preliminary |  | 40.111 | 16.419 | 1.543 | . | 58.073 | . | . | . | . | . | . | . | . | . | . | . | . | . | . | . | . | . | . | . | . | . | . | . | . | . | . | . | . | . | . | . | . | . | . | . | . | . | . | . | . | . | . | . | . | . | . | . | . | . | . | . | . | . | . | . | . | . | . | . | . | . | . | . | . | . | . | . | . | . | . | . | . | . | . | . | . | . | . | . | . | 40.111 | 16.419 | 1.543 | . | 58.073 | . | . | . | . | . | . | . | . | . | .
2024 | 5 | ID | 9187 | City of Idaho Falls - (ID) | Preliminary | AC | 1.173 | 0.09 | 0 | 0 | 1.263 | 161 | 5 | 0 | 0 | 166 | 0 | 0 | 0 | 0 | 0 | 0 | 0 | 0 | 0 | 0 | 27.666 | 0 | 0 | 0 | 27.666 | 0 | 0 | 0 | 0 | 0 | 0 | 0 | 0 | 0 | 0 | 0 | 0 | 0 | 0 | 0 | 0 | 0 | 0 | 0 | 0 | 0 | 0 | 0 | 0 | 0 | 0 | 0 | 0 | 0 | 0 | 0 | 0 | 0 | 0 | 0 | 0 | 0 | 0 | 0 | 0 | 0 | 0 | 0 | 0 | 0 | 0 | 0 | 0 | 0 | 0 | 0 | 0 | 0 | 0 | 0 | 0 | 0 | 0 | 0 | 0 | 1.173 | 0.09 | NM | 0 | 1.263 | 161 | 5 | 0 | 0 | 166 | 27.666 | 0 | 0 | 0 | 27.666
2024 | 5 | ID | 9191 | Idaho Power Co | Preliminary | DC | 138.224 | 9.019 | 20.835 | . | 168.078 | 18207 | 340 | 228 | . | 18775 | . | . | . | . | 0 | . | . | . | . | 0 | . | . | . | . | 0 | . | . | . | . | 0 | . | . | . | . | 0 | . | . | . | . | 0 | . | . | . | . | 0 | . | . | . | . | 0 | . | . | . | . | 0 | 0.434 | 0.169 | 0.04 | . | 0.643 | 68 | 6 | 1 | . | 75 | . | . | . | . | 0 | 0.079 | 0.085 | . | . | 0.164 | 9 | 4 | . | . | 13 | . | . | . | . | 0 | 138.737 | 9.273 | 20.875 | 0 | 168.885 | 18284 | 350 | 229 | 0 | 18863 | 0 | 0 | 0 | 0 | 0
2024 | 5 | ID | 10454 | Kootenai Electric Cooperative | Preliminary | DC | 1.443 | . | . | . | 1.443 | 195 | . | . | . | 195 | 0.052 | . | . | . | 0.052 | 55 | . | . | . | 55 | . | . | . | . | 0 | . | . | . | . | 0 | . | . | . | . | 0 | . | . | . | . | 0 | . | . | . | . | 0 | . | . | . | . | 0 | . | . | . | . | 0 | 0.018 | . | . | . | 0.018 | 5 | . | . | . | 5 | . | . | . | . | 0 | . | . | . | . | 0 | . | . | . | . | 0 | . | . | . | . | 0 | 1.513 | NM | NM | 0 | 1.513 | 255 | 0 | 0 | 0 | 255 | 0 | 0 | 0 | 0 | 0
2024 | 5 | ID | 11273 | Lower Valley Energy Inc | Preliminary | AC | 0.022 | . | . | . | 0.022 | 2 | . | . | . | 2 | . | . | . | . | 0 | . | . | . | . | 0 | . | . | . | . | 0 | . | . | . | . | 0 | . | . | . | . | 0 | . | . | . | . | 0 | . | . | . | . | 0 | . | . | . | . | 0 | . | . | . | . | 0 | 0.002 | . | . | . | 0.002 | 1 | . | . | . | 1 | . | . | . | . | 0 | . | . | . | . | 0 | . | . | . | . | 0 | . | . | . | . | 0 | 0.024 | NM | NM | 0 | 0.024 | 3 | 0 | 0 | 0 | 3 | 0 | 0 | 0 | 0 | 0
2024 | 5 | ID | 14354 | PacifiCorp | Preliminary | DC | 22.309 | 1.273 | 0.687 | 0 | 24.269 | 2666 | 65 | 11 | 0 | 2742 | . | . | . | . | 0 | . | . | . | . | 0 | . | . | . | . | 0 | 3.368 | 0.031 | 0 | 0 | 3.399 | 352 | 2 | 0 | 0 | 354 | 4.461 | 0.062 | 0 | 0 | 4.523 | . | . | . | . | 0 | . | . | . | . | 0 | . | . | . | . | 0 | 0.222 | 0.057 | 0 | 0 | 0.279 | 65 | 8 | 0 | 0 | 73 | . | . | . | . | 0 | 0.008 | 0 | 0 | 0 | 0.008 | 2 | 0 | 0 | 0 | 2 | . | . | . | . | 0 | 22.539 | 1.33 | 0.687 | 0 | 24.556 | 2733 | 73 | 11 | 0 | 2817 | 0 | 0 | 0 | 0 | 0
2024 | 5 | ID | 20169 | Avista Corp | Preliminary | AC | 3.691 | 0.629 | . | . | 4.32 | 574 | 30 | . | . | 604 | . | . | . | . | 0 | . | . | . | . | 0 | . | . | . | . | 0 | . | . | . | . | 0 | . | . | . | . | 0 | . | . | . | . | 0 | . | . | . | . | 0 | . | . | . | . | 0 | . | . | . | . | 0 | 0.013 | 0.002 | . | . | 0.015 | 5 | 1 | . | . | 6 | . | . | . | . | 0 | 0.014 | 0.065 | . | . | 0.079 | 3 | 1 | . | . | 4 | . | . | . | . | 0 | 3.718 | 0.696 | NM | 0 | 4.414 | 582 | 32 | 0 | 0 | 614 | 0 | 0 | 0 | 0 | 0
2024 | 5 | ID | 99999 | Adjustment 2024 | Preliminary |  | -26.321 | -1.63 | -3.753 | 0 | -31.704 | . | . | . | . | . | -0.009 | . | . | . | -0.009 | . | . | . | . | . | . | . | . | . | . | -0.587 | -0.005 | 0 | 0 | -0.593 | . | . | . | . | . | . | . | . | . | . | . | . | . | . | 0 | . | . | . | . | . | . | . | . | . | . | . | . | . | . | . | . | . | . | . | . | . | . | . | . | . | . | . | . | . | . | . | . | . | . | . | . | . | . | . | . | -26.33 | -1.63 | -3.753 | 0 | -31.713 | . | . | . | . | . | . | . | . | . | .
2024 | 5 | IL | 4110 | Commonwealth Edison Co | Preliminary | AC | 407.89 | 222.88 | . | . | 630.77 | 56404 | 1343 | . | . | 57747 | 93.52 | 93.92 | . | . | 187.44 | 20610 | 4588 | . | . | 25198 | . | . | . | . | 0 | . | . | . | . | 0 | . | . | . | . | 0 | . | . | . | . | 0 | . | . | . | . | 0 | . | . | . | . | 0 | . | . | . | . | 0 | 0.18 | 2.42 | . | . | 2.6 | 32 | 12 | . | . | 44 | . | . | . | . | 0 | . | 0.38 | . | . | 0.38 | . | 1 | . | . | 1 | . | . | . | . | 0 | 501.59 | 319.6 | NM | 0 | 821.19 | 77046 | 5944 | 0 | 0 | 82990 | 0 | 0 | 0 | 0 | 0
2024 | 5 | IL | 12341 | MidAmerican Energy Co | Preliminary | AC | 3.831 | 5.267 | 2.18 | . | 11.278 | 459 | 86 | 4 | . | 549 | . | . | . | . | 0 | . | . | . | . | 0 | 192.557 | 146.763 | 0 | . | 339.32 | . | . | . | . | 0 | . | . | . | . | 0 | . | . | . | . | 0 | . | . | . | . | 0 | . | . | . | . | 0 | . | . | . | . | 0 | 0.002 | 0.62 | . | . | 0.622 | 1 | 2 | . | . | 3 | 0 | 0 | . | . | 0 | . | . | . | . | 0 | . | . | . | . | 0 | . | . | . | . | 0 | 3.833 | 5.887 | 2.18 | 0 | 11.9 | 460 | 88 | 4 | 0 | 552 | 192.557 | 146.763 | 0 | 0 | 339.32
2024 | 5 | IL | 13032 | Mt Carmel Public Utility Co | Preliminary | AC | 0.493 | 0.171 | 0 | 0 | 0.664 | 44 | 8 | 0 | 0 | 52 | . | . | . | . | 0 | . | . | . | . | 0 | 45.275 | 11.094 | 0 | 0 | 56.369 | . | . | . | . | 0 | . | . | . | . | 0 | . | . | . | . | 0 | . | . | . | . | 0 | . | . | . | . | 0 | . | . | . | . | 0 | . | . | . | . | 0 | . | . | . | . | 0 | . | . | . | . | 0 | . | . | . | . | 0 | . | . | . | . | 0 | . | . | . | . | 0 | 0.493 | 0.171 | NM | 0 | 0.664 | 44 | 8 | 0 | 0 | 52 | 45.275 | 11.094 | 0 | 0 | 56.369
2024 | 5 | IL | 56697 | Ameren Illinois Company | Preliminary | DC | 229.557 | 165.82 | . | . | 395.377 | 21876 | 2194 | . | . | 24070 | 39.852 | 68.819 | . | . | 108.671 | 7572 | 1899 | . | . | 9471 | . | . | . | . | 0 | . | . | . | . | 0 | . | . | . | . | 0 | . | . | . | . | 0 | . | . | . | . | 0 | . | . | . | . | 0 | . | . | . | . | 0 | 0.353 | 0.126 | . | . | 0.479 | 73 | 20 | . | . | 93 | . | . | . | . | 0 | . | . | . | . | 0 | . | . | . | . | 0 | . | . | . | . | 0 | 269.762 | 234.765 | NM | 0 | 504.527 | 29521 | 4113 | 0 | 0 | 33634 | 0 | 0 | 0 | 0 | 0
2024 | 5 | IL | 99999 | Adjustment 2024 | Preliminary |  | 17.719 | -5.144 | 0.056 | . | 12.631 | . | . | . | . | . | -6.95 | -12.002 | . | . | -18.952 | . | . | . | . | . | . | . | . | . | . | . | . | . | . | 0 | . | . | . | . | . | . | . | . | . | . | . | . | . | . | 0 | . | . | . | . | . | . | . | . | . | . | . | . | . | . | . | . | . | . | . | . | . | . | . | . | . | . | . | . | . | . | . | . | . | . | . | . | . | . | . | . | 10.769 | -17.146 | 0.056 | . | -6.321 | . | . | . | . | . | . | . | . | . | .
2024 | 5 | IN | 9273 | Indianapolis Power & Light Co | Preliminary | AC | 7.429 | 5.219 | . | . | 12.648 | 1019 | 89 | . | . | 1108 | . | . | . | . | 0 | . | . | . | . | 0 | . | . | . | . | 0 | . | . | . | . | 0 | . | . | . | . | 0 | . | . | . | . | 0 | . | . | . | . | 0 | . | . | . | . | 0 | . | . | . | . | 0 | . | 0.05 | . | . | 0.05 | . | 1 | . | . | 1 | . | . | . | . | 0 | . | . | . | . | 0 | . | . | . | . | 0 | . | . | . | . | 0 | 7.429 | 5.269 | NM | 0 | 12.698 | 1019 | 90 | 0 | 0 | 1109 | 0 | 0 | 0 | 0 | 0
2024 | 5 | IN | 9324 | Indiana Michigan Power Co | Preliminary | AC | 13.54 | 18.063 | 5.096 | . | 36.699 | 1541 | 233 | 21 | . | 1795 | . | . | . | . | 0 | . | . | . | . | 0 | 1204.64 | 1244.41 | 333.04 | . | 2782.09 | 1.54 | 0.004 | 0.05 | . | 1.594 | 321 | 1 | 1 | . | 323 | 4.043 | 0.005 | 0.038 | . | 4.086 | . | . | . | . | 0 | . | . | . | . | 0 | . | . | . | . | 0 | 0.095 | 0.025 | 0.01 | . | 0.13 | 23 | 6 | 1 | . | 30 | 0.939 | . | . | . | 0.939 | . | 0.24 | . | . | 0.24 | . | 1 | . | . | 1 | . | 0 | . | . | 0 | 13.635 | 18.328 | 5.106 | 0 | 37.069 | 1564 | 240 | 22 | 0 | 1826 | 1205.579 | 1244.41 | 333.04 | 0 | 2783.029
2024 | 5 | IN | 13756 | Northern Indiana Pub Serv Co | Preliminary | AC | 12.386 | 45.603 | . | . | 57.989 | 1343 | 183 | . | . | 1526 | . | . | . | . | 0 | . | . | . | . | 0 | 1365.839 | 3261.592 | . | . | 4627.431 | . | . | . | . | 0 | . | . | . | . | 0 | . | . | . | . | 0 | . | . | . | . | 0 | . | . | . | . | 0 | . | . | . | . | 0 | 0.095 | 1.822 | . | . | 1.917 | 21 | 6 | . | . | 27 | 0.887 | 53.24 | . | . | 54.127 | . | . | . | . | 0 | . | . | . | . | 0 | . | . | . | . | 0 | 12.481 | 47.425 | NM | 0 | 59.906 | 1364 | 189 | 0 | 0 | 1553 | 1366.726 | 3314.832 | 0 | 0 | 4681.558
2024 | 5 | IN | 15470 | Duke Energy Indiana, LLC | Preliminary | AC | 31.127 | 52.275 | 4.329 | . | 87.731 | 3876 | 463 | 11 | . | 4350 | . | . | . | . | 0 | . | . | . | . | 0 | . | . | . | . | 0 | . | . | . | . | 0 | . | . | . | . | 0 | . | . | . | . | 0 | . | . | . | . | 0 | . | . | . | . | 0 | . | . | . | . | 0 | 0.061 | 2.13 | 0 | . | 2.191 | 22 | 10 | 0 | . | 32 | . | . | . | . | 0 | . | . | . | . | 0 | . | . | . | . | 0 | . | . | . | . | 0 | 31.188 | 54.405 | 4.329 | 0 | 89.922 | 3898 | 473 | 11 | 0 | 4382 | 0 | 0 | 0 | 0 | 0
2024 | 5 | IN | 17633 | Southern Indiana Gas & Elec Co | Preliminary | AC | 8.916 | 11.101 | . | . | 20.017 | 838 | 126 | . | . | 964 | . | . | . | . | 0 | . | . | . | . | 0 | . | . | . | . | 0 | . | . | . | . | 0 | . | . | . | . | 0 | . | . | . | . | 0 | . | . | . | . | 0 | . | . | . | . | 0 | . | . | . | . | 0 | 0.002 | 0.002 | . | . | 0.004 | 1 | 1 | . | . | 2 | . | . | . | . | 0 | . | . | . | . | 0 | . | . | . | . | 0 | . | . | . | . | 0 | 8.918 | 11.103 | NM | 0 | 20.021 | 839 | 127 | 0 | 0 | 966 | 0 | 0 | 0 | 0 | 0
2024 | 5 | IN | 99999 | Adjustment 2024 | Preliminary |  | 31.867 | 2.504 | NM | . | 37.193 | . | . | . | . | . | . | . | . | . | . | . | . | . | . | . | . | . | . | . | . | . | . | . | . | . | . | . | . | . | . | . | . | . | . | . | . | . | . | . | . | . | . | . | . | . | . | . | . | . | . | . | . | . | . | . | . | . | . | . | . | . | . | . | . | . | . | . | . | . | . | . | . | . | . | . | . | . | . | . | . | 31.867 | 2.504 | NM | . | 37.193 | . | . | . | . | . | . | . | . | . | .
2024 | 5 | KS | 5860 | Empire District Electric Co | Preliminary | DC | 1.142 | 0.274 | 0.06 | 0 | 1.476 | 108 | 12 | 2 | 0 | 122 | . | . | . | . | 0 | . | . | . | . | 0 | 3.209 | 0 | 0 | . | 3.209 | . | . | . | . | 0 | . | . | . | . | 0 | . | . | . | . | 0 | . | . | . | . | 0 | . | . | . | . | 0 | . | . | . | . | 0 | . | . | . | . | 0 | . | . | . | . | 0 | . | . | . | . | 0 | . | . | . | . | 0 | . | . | . | . | 0 | . | . | . | . | 0 | 1.142 | 0.274 | 0.06 | 0 | 1.476 | 108 | 12 | 2 | 0 | 122 | 3.209 | 0 | 0 | 0 | 3.209
2024 | 5 | KS | 9996 | City of Kansas City - (KS) | Preliminary | AC | 1.973 | 1.014 | 0 | 0 | 2.987 | 296 | 18 | 0 | 0 | 314 | 0.023 | 0.402 | 0 | 0 | 0.425 | 23 | 3 | 0 | 0 | 26 | 173.369 | 19.738 | 0 | 0 | 193.107 | . | . | . | . | 0 | . | . | . | . | 0 | . | . | . | . | 0 | . | . | . | . | 0 | . | . | . | . | 0 | . | . | . | . | 0 | . | . | . | . | 0 | . | . | . | . | 0 | . | . | . | . | 0 | . | . | . | . | 0 | . | . | . | . | 0 | . | . | . | . | 0 | 1.996 | 1.416 | NM | 0 | 3.412 | 319 | 21 | 0 | 0 | 340 | 173.369 | 19.738 | 0 | 0 | 193.107
2024 | 5 | KS | 10000 | Evergy Metro | Preliminary | DC | 12.225 | 4.255 | 0.44 | . | 16.92 | 1383 | 99 | 6 | . | 1488 | 1.902 | 0.007 | . | . | 1.909 | 502 | 1 | . | . | 503 | 893.515 | 185.859 | 20.581 | . | 1099.955 | . | . | . | . | 0 | . | . | . | . | 0 | . | . | . | . | 0 | . | . | . | . | 0 | . | . | . | . | 0 | . | . | . | . | 0 | 0.01 | 0.022 | . | . | 0.032 | 3 | 3 | . | . | 6 | 0.751 | 2.123 | . | . | 2.874 | . | . | . | . | 0 | . | . | . | . | 0 | . | . | . | . | 0 | 14.137 | 4.284 | 0.44 | 0 | 18.861 | 1888 | 103 | 6 | 0 | 1997 | 894.266 | 187.982 | 20.581 | 0 | 1102.829
2024 | 5 | KS | 10005 | Evergy Kansas South, Inc | Preliminary | AC | 19.806 | 4.332 | 0.175 | . | 24.313 | 2519 | 85 | 6 | . | 2610 | 0.345 | 0.198 | . | . | 0.543 | 199 | 8 | . | . | 207 | 1684.015 | 226.089 | 6.719 | . | 1916.823 | . | . | . | . | 0 | . | . | . | . | 0 | . | . | . | . | 0 | . | . | . | . | 0 | . | . | . | . | 0 | . | . | . | . | 0 | 0.032 | 0.002 | . | . | 0.034 | 9 | 1 | . | . | 10 | 2.88 | 0 | . | . | 2.88 | 0.02 | . | . | . | 0.02 | 3 | . | . | . | 3 | 1.241 | . | . | . | 1.241 | 20.203 | 4.532 | 0.175 | 0 | 24.91 | 2730 | 94 | 6 | 0 | 2830 | 1688.136 | 226.089 | 6.719 | 0 | 1920.944
2024 | 5 | KS | 22500 | Evergy Kansas Central, Inc | Preliminary | AC | 22.186 | 7.15 | 0.759 | . | 30.095 | 2675 | 183 | 5 | . | 2863 | 0.468 | 0.018 | . | . | 0.486 | 314 | 4 | . | . | 318 | 1835.08 | 280.993 | 12.742 | . | 2128.815 | . | . | . | . | 0 | . | . | . | . | 0 | . | . | . | . | 0 | . | . | . | . | 0 | . | . | . | . | 0 | . | . | . | . | 0 | 0.085 | 0.359 | . | . | 0.444 | 15 | 11 | . | . | 26 | 4.114 | 5.388 | . | . | 9.502 | 0.008 | 0.01 | . | . | 0.018 | 3 | 1 | . | . | 4 | 0.609 | 0 | . | . | 0.609 | 22.747 | 7.537 | 0.759 | 0 | 31.043 | 3007 | 199 | 5 | 0 | 3211 | 1839.803 | 286.381 | 12.742 | 0 | 2138.926
2024 | 5 | KS | 99999 | Adjustment 2024 | Preliminary |  | 20.47 | 1.87 | -0.087 | 0 | 22.253 | . | . | . | . | . | -0.332 | -0.001 | . | . | -0.333 | . | . | . | . | . | . | . | . | . | . | . | . | . | . | 0 | . | . | . | . | . | . | . | . | . | . | . | . | . | . | 0 | . | . | . | . | . | . | . | . | . | . | . | . | . | . | . | . | . | . | . | . | . | . | . | . | . | . | . | . | . | . | . | . | . | . | . | . | . | . | . | . | 20.138 | 1.869 | -0.087 | 0 | 21.92 | . | . | . | . | . | . | . | . | . | .
2024 | 5 | KY | 9964 | Kenergy Corp | Preliminary | AC | 4.74 | 1.167 | 0 | 0 | 5.907 | 426 | 54 | 0 | 0 | 480 | . | . | . | . | 0 | . | . | . | . | 0 | . | . | . | . | 0 | . | . | . | . | 0 | . | . | . | . | 0 | . | . | . | . | 0 | . | . | . | . | 0 | . | . | . | . | 0 | . | . | . | . | 0 | . | . | . | . | 0 | . | . | . | . | 0 | . | . | . | . | 0 | . | . | . | . | 0 | . | . | . | . | 0 | . | . | . | . | 0 | 4.74 | 1.167 | NM | 0 | 5.907 | 426 | 54 | 0 | 0 | 480 | 0 | 0 | 0 | 0 | 0
2024 | 5 | KY | 10171 | Kentucky Utilities Co | Preliminary | DC | 19.681 | 3.877 | 0.07 | 0 | 23.628 | 2234 | 220 | 3 | 0 | 2457 | . | . | . | . | 0 | . | . | . | . | 0 | 1101.691 | 179.501 | 2.88 | 0 | 1284.072 | 1.097 | 0.047 | 0 | 0 | 1.144 | 169 | 4 | 0 | 0 | 173 | 0 | 0 | . | 0 | 0 | . | . | . | . | 0 | . | . | . | . | 0 | . | . | . | . | 0 | 0.009 | 0.002 | . | . | 0.011 | 4 | 1 | . | . | 5 | 0 | 0.005 | . | . | 0.005 | . | . | 0.05 | . | 0.05 | . | . | 1 | . | 1 | . | . | . | . | 0 | 19.69 | 3.879 | 0.12 | 0 | 23.689 | 2238 | 221 | 4 | 0 | 2463 | 1101.691 | 179.506 | 2.88 | 0 | 1284.077
2024 | 5 | KY | 11249 | Louisville Gas & Electric Co | Preliminary | DC | 20.883 | 1.576 | 0.05 | 0 | 22.509 | 2694 | 81 | 1 | 0 | 2776 | . | . | . | . | 0 | . | . | . | . | 0 | 1185.87 | 50.169 | 2.837 | 0 | 1238.876 | 0.652 | 0.02 | . | . | 0.672 | 94 | 2 | . | . | 96 | 0 | 0 | . | . | 0 | . | . | . | . | 0 | . | . | . | . | 0 | . | . | . | . | 0 | 0.008 | 0.006 | . | . | 0.014 | 3 | 2 | . | . | 5 | 0.018 | 0.107 | . | . | 0.125 | . | . | . | . | 0 | . | . | . | . | 0 | . | . | . | . | 0 | 20.891 | 1.582 | 0.05 | 0 | 22.523 | 2697 | 83 | 1 | 0 | 2781 | 1185.888 | 50.276 | 2.837 | 0 | 1239.001
2024 | 5 | KY | 17564 | South Kentucky Rural E C C | Preliminary | AC | 1.343 | 0.133 | 0.073 | . | 1.549 | 150 | 9 | 2 | . | 161 | . | . | . | . | 0 | . | . | . | . | 0 | 91.857 | 23.929 | 6.655 | . | 122.441 | . | . | . | . | 0 | . | . | . | . | 0 | . | . | . | . | 0 | . | . | . | . | 0 | . | . | . | . | 0 | . | . | . | . | 0 | . | . | . | . | 0 | . | . | . | . | 0 | . | . | . | . | 0 | . | . | . | . | 0 | . | . | . | . | 0 | . | . | . | . | 0 | 1.343 | 0.133 | 0.073 | 0 | 1.549 | 150 | 9 | 2 | 0 | 161 | 91.857 | 23.929 | 6.655 | 0 | 122.441
2024 | 5 | KY | 19446 | Duke Energy Kentucky | Preliminary | AC | 5.649 | 0.806 | 0.017 | . | 6.472 | 823 | 18 | 2 | . | 843 | . | . | . | . | 0 | . | . | . | . | 0 | . | . | . | . | 0 | . | . | . | . | 0 | . | . | . | . | 0 | . | . | . | . | 0 | . | . | . | . | 0 | . | . | . | . | 0 | . | . | . | . | 0 | . | . | . | . | 0 | . | . | . | . | 0 | . | . | . | . | 0 | . | . | . | . | 0 | . | . | . | . | 0 | . | . | . | . | 0 | 5.649 | 0.806 | 0.017 | 0 | 6.472 | 823 | 18 | 2 | 0 | 843 | 0 | 0 | 0 | 0 | 0
2024 | 5 | KY | 22053 | Kentucky Power Co | Preliminary | AC | 2.567 | 0.959 | 0.03 | . | 3.556 | 274 | 34 | 1 | . | 309 | . | . | . | . | 0 | . | . | . | . | 0 | 193.487 | 24.77 | . | . | 218.257 | 0.286 | . | 0.01 | . | 0.296 | 53 | . | 1 | . | 54 | 0.755 | . | 0.01 | . | 0.765 | . | . | . | . | 0 | . | . | . | . | 0 | . | . | . | . | 0 | . | . | . | . | 0 | . | . | . | . | 0 | . | . | . | . | 0 | . | . | . | . | 0 | . | . | . | . | 0 | . | . | . | . | 0 | 2.567 | 0.959 | 0.03 | 0 | 3.556 | 274 | 34 | 1 | 0 | 309 | 193.487 | 24.77 | 0 | 0 | 218.257
2024 | 5 | KY | 49998 | City of Berea Municipal Utility | Preliminary | AC | 0.126 | 0.261 | 0 | 0 | 0.387 | 23 | 8 | 0 | 0 | 31 | 0 | 0 | 0 | 0 | 0 | 0 | 0 | 0 | 0 | 0 | 9.599 | 2.314 | 0 | 0 | 11.913 | 0 | 0 | 0 | 0 | 0 | 0 | 0 | 0 | 0 | 0 | 0 | 0 | 0 | 0 | 0 | 0 | 0 | 0 | 0 | 0 | 0 | 0 | 0 | 0 | 0 | 0 | 0 | 0 | 0 | 0 | 0 | 0 | 0 | 0 | 0 | 0 | 0 | 0 | 0 | 0 | 0 | 0 | 0 | 0 | 0 | 0 | 0 | 0 | 0 | 0 | 0 | 0 | 0 | 0 | 0 | 0 | 0 | 0 | 0 | 0 | 0.126 | 0.261 | NM | 0 | 0.387 | 23 | 8 | 0 | 0 | 31 | 9.599 | 2.314 | 0 | 0 | 11.913
2024 | 5 | KY | 99999 | Adjustment 2024 | Preliminary |  | 16.026 | 0.894 | -0.021 | 0 | 16.899 | . | . | . | . | . | . | . | . | . | 0 | . | . | . | . | . | . | . | . | . | . | -0.305 | -0.012 | 0 | 0 | -0.317 | . | . | . | . | . | . | . | . | . | . | . | . | . | . | 0 | . | . | . | . | . | . | . | . | . | . | . | . | . | . | . | . | . | . | . | . | . | . | . | . | . | . | . | . | . | . | . | . | . | . | . | . | . | . | . | . | 16.026 | 0.894 | -0.021 | 0 | 16.899 | . | . | . | . | . | . | . | . | . | .
2024 | 5 | LA | 3265 | Cleco Power LLC | Preliminary | AC | 24.947 | 1.83 | 0 | 0 | 26.777 | 4158 | 139 | 0 | 0 | 4297 | . | . | . | . | 0 | . | . | . | . | 0 | . | . | . | . | 0 | . | . | . | . | 0 | . | . | . | . | 0 | . | . | . | . | 0 | . | . | . | . | 0 | . | . | . | . | 0 | . | . | . | . | 0 | 0.01 | . | . | . | 0.01 | 4 | . | . | . | 4 | . | . | . | . | 0 | . | . | . | . | 0 | . | . | . | . | 0 | . | . | . | . | 0 | 24.957 | 1.83 | NM | 0 | 26.787 | 4162 | 139 | 0 | 0 | 4301 | 0 | 0 | 0 | 0 | 0
2024 | 5 | LA | 11241 | Entergy Louisiana LLC | Preliminary | DC | 91.946 | 7.549 | 0.107 | . | 99.602 | 14017 | 601 | 6 | . | 14624 | . | . | . | . | 0 | . | . | . | . | 0 | . | . | . | . | 0 | . | . | . | . | 0 | . | . | . | . | 0 | . | . | . | . | 0 | . | . | . | . | 0 | . | . | . | . | 0 | . | . | . | . | 0 | 0 | 0 | 0 | . | 0 | 0 | 0 | 0 | . | 0 | . | . | . | . | 0 | 0 | 0 | 0 | . | 0 | 0 | 0 | 0 | . | 0 | . | . | . | . | 0 | 91.946 | 7.549 | 0.107 | 0 | 99.602 | 14017 | 601 | 6 | 0 | 14624 | 0 | 0 | 0 | 0 | 0
2024 | 5 | LA | 13478 | Entergy New Orleans, LLC | Preliminary | DC | 56.362 | 2.207 | 0 | . | 58.569 | 9696 | 85 | 0 | . | 9781 | . | . | . | . | 0 | . | . | . | . | 0 | . | . | . | . | 0 | . | . | . | . | 0 | . | . | . | . | 0 | . | . | . | . | 0 | . | . | . | . | 0 | . | . | . | . | 0 | . | . | . | . | 0 | 0 | 0 | 0 | . | 0 | 0 | 0 | 0 | . | 0 | . | . | . | . | 0 | 0 | 0 | 0 | . | 0 | 0 | 0 | 0 | . | 0 | . | . | . | . | 0 | 56.362 | 2.207 | NM | 0 | 58.569 | 9696 | 85 | 0 | 0 | 9781 | 0 | 0 | 0 | 0 | 0
2024 | 5 | LA | 17698 | Southwestern Electric Power Co | Preliminary | AC | 7.849 | 1.591 | 0.006 | . | 9.446 | 1388 | 103 | 1 | . | 1492 | . | . | . | . | 0 | . | . | . | . | 0 | 235.439 | 6.793 | 0.295 | . | 242.527 | 0.019 | . | . | . | 0.019 | 2 | . | . | . | 2 | 0.158 | . | . | . | 0.158 | . | . | . | . | 0 | . | . | . | . | 0 | . | . | . | . | 0 | . | . | . | . | 0 | . | . | . | . | 0 | . | . | . | . | 0 | . | . | . | . | 0 | . | . | . | . | 0 | . | . | . | . | 0 | 7.849 | 1.591 | 0.006 | 0 | 9.446 | 1388 | 103 | 1 | 0 | 1492 | 235.439 | 6.793 | 0.295 | 0 | 242.527
2024 | 5 | LA | 99999 | Adjustment 2024 | Preliminary |  | 26.174 | NM | NM | . | 27.062 | . | . | . | . | . | . | . | . | . | 0 | . | . | . | . | . | . | . | . | . | . | . | . | . | . | 0 | . | . | . | . | . | . | . | . | . | . | . | . | . | . | 0 | . | . | . | . | . | . | . | . | . | . | . | . | . | . | . | . | . | . | . | . | . | . | . | . | . | . | . | . | . | . | . | . | . | . | . | . | . | . | . | . | 26.174 | NM | NM | . | 27.062 | . | . | . | . | . | . | . | . | . | .
2024 | 5 | MA | 6374 | Fitchburg Gas & Elec Light Co | Preliminary | AC | 21.271 | 2.146 | 0.991 | . | 24.408 | 3207 | 39 | 5 | . | 3251 | 0.429 | 11.055 | . | . | 11.484 | 49 | 33 | . | . | 82 | 765.909 | 50.742 | . | . | 816.651 | 0.136 | . | . | . | 0.136 | 21 | . | . | . | 21 | 0.264 | . | . | . | 0.264 | . | . | . | . | 0 | . | . | . | . | 0 | . | . | . | . | 0 | . | . | . | . | 0 | . | . | . | . | 0 | . | . | . | . | 0 | 0.002 | . | . | . | 0.002 | 2 | . | . | . | 2 | . | . | . | . | 0 | 21.702 | 13.201 | 0.991 | 0 | 35.894 | 3258 | 72 | 5 | 0 | 3335 | 765.909 | 50.742 | 0 | 0 | 816.651
2024 | 5 | MA | 8774 | City of Holyoke - (MA) | Preliminary | DC | 0.088 | 0.021 | . | . | 0.109 | 12 | 3 | . | . | 15 | . | . | . | . | 0 | . | . | . | . | 0 | . | . | . | . | 0 | . | . | . | . | 0 | . | . | . | . | 0 | . | . | . | . | 0 | . | . | . | . | 0 | . | . | . | . | 0 | . | . | . | . | 0 | . | . | . | . | 0 | . | . | . | . | 0 | . | . | . | . | 0 | . | . | . | . | 0 | . | . | . | . | 0 | . | . | . | . | 0 | 0.088 | 0.021 | NM | 0 | 0.109 | 12 | 3 | 0 | 0 | 15 | 0 | 0 | 0 | 0 | 0
2024 | 5 | MA | 11804 | Massachusetts Electric Co | Preliminary | AC | 635.134 | 692.82 | 0.131 | 0 | 1328.085 | 96579 | 2492 | 8 | 0 | 99079 | 0 | . | 0 | 0 | 0 | 0 | . | 0 | 0 | 0 | 0 | 0 | 0 | 0 | 0 | 0.472 | . | . | . | 0.472 | 67 | . | . | . | 67 | . | . | . | . | 0 | . | . | . | . | 0 | . | . | . | . | 0 | . | . | . | . | 0 | 0.194 | 21.187 | . | . | 21.381 | 29 | 23 | . | . | 52 | . | . | . | . | 0 | 0.169 | 4.525 | . | . | 4.694 | 66 | 25 | . | . | 91 | . | . | . | . | 0 | 635.497 | 718.532 | 0.131 | 0 | 1354.16 | 96674 | 2540 | 8 | 0 | 99222 | 0 | 0 | 0 | 0 | 0
2024 | 5 | MA | 13206 | Nantucket Electric Co | Preliminary | AC | 2.959 | 1.175 | . | 0 | 4.134 | 263 | 36 | . | 0 | 299 | 0 | . | 0 | 0 | 0 | 0 | . | 0 | 0 | 0 | 0 | 0 | 0 | 0 | 0 | . | . | . | . | 0 | . | . | . | . | 0 | . | . | . | . | 0 | . | . | . | . | 0 | . | . | . | . | 0 | . | . | . | . | 0 | 0.001 | 0.4 | . | . | 0.401 | 1 | 2 | . | . | 3 | . | . | . | . | 0 | . | . | . | . | 0 | . | . | . | . | 0 | . | . | . | . | 0 | 2.96 | 1.575 | NM | 0 | 4.535 | 264 | 38 | 0 | 0 | 302 | 0 | 0 | 0 | 0 | 0
2024 | 5 | MA | 15748 | Town of Reading - (MA) | Preliminary | AC | 2.261 | 2.529 | 0 | 0 | 4.79 | 287 | 22 | 0 | 0 | 309 | 0 | 0 | 0 | 0 | 0 | 0 | 0 | 0 | 0 | 0 | 169.216 | 88.263 | 0 | 0 | 257.479 | 0.232 | 0 | 0 | 0 | 0.232 | 22 | 0 | 0 | 0 | 22 | 0.464 | 0 | 0 | 0 | 0.464 | 0 | 0 | 0 | 0 | 0 | 0 | 0 | 0 | 0 | 0 | 0 | 0 | 0 | 0 | 0 | 0 | 0 | 0 | 0 | 0 | 0 | 0 | 0 | 0 | 0 | 0 | 0 | 0 | 0 | 0 | 0 | 0 | 0 | 0 | 0 | 0 | 0 | 0 | 0 | 0 | 0 | 0 | 0 | 0 | 0 | 2.261 | 2.529 | NM | 0 | 4.79 | 287 | 22 | 0 | 0 | 309 | 169.216 | 88.263 | 0 | 0 | 257.479
2024 | 5 | MA | 54913 | NSTAR Electric Company | Preliminary | AC | 545.662 | 877.042 | 34.148 | . | 1456.852 | 74956 | 3762 | 96 | . | 78814 | . | . | . | . | 0 | . | . | . | . | 0 | . | . | . | . | 0 | 19.52 | 120.363 | 0.28 | . | 140.163 | 1729 | 91 | 1 | . | 1821 | . | . | . | . | 0 | 1.925 | 5.44 | 0.11 | . | 7.475 | 243 | 11 | 1 | . | 255 | . | . | . | . | 0 | 0.322 | 51.72 | 0.003 | . | 52.045 | 53 | 58 | 1 | . | 112 | . | . | . | . | 0 | . | . | . | . | 0 | . | . | . | . | 0 | . | . | . | . | 0 | 545.984 | 928.762 | 34.151 | 0 | 1508.897 | 75009 | 3820 | 97 | 0 | 78926 | 0 | 0 | 0 | 0 | 0
2024 | 5 | MA | 99999 | Adjustment 2024 | Preliminary |  | 24.64 | 10.793 | 13.204 | . | 48.637 | . | . | . | . | . | . | . | . | . | 0 | . | . | . | . | . | . | . | . | . | . | . | . | . | . | 0 | . | . | . | . | . | . | . | . | . | . | . | . | . | . | 0 | . | . | . | . | . | . | . | . | . | . | . | . | . | . | . | . | . | . | . | . | . | . | . | . | . | . | . | . | . | . | . | . | . | . | . | . | . | . | . | . | 24.64 | 10.793 | 13.204 | . | 48.637 | . | . | . | . | . | . | . | . | . | .
2024 | 5 | MD | 1167 | Baltimore Gas & Electric Co | Preliminary | AC | 354.126 | 82.539 | 0 | 0 | 436.665 | 45645 | 992 | 0 | 0 | 46637 | 0 | 164.529 | 0 | 0 | 164.529 | 0 | 1595 | 0 | 0 | 1595 | . | . | . | . | 0 | . | . | . | . | 0 | . | . | . | . | 0 | . | . | . | . | 0 | . | . | . | . | 0 | . | . | . | . | 0 | . | . | . | . | 0 | 0.079 | 0.022 | 0 | 0 | 0.101 | 22 | 5 | 0 | 0 | 27 | . | . | . | . | 0 | . | . | . | . | 0 | . | . | . | . | 0 | . | . | . | . | 0 | 354.205 | 247.09 | NM | 0 | 601.295 | 45667 | 2592 | 0 | 0 | 48259 | 0 | 0 | 0 | 0 | 0
2024 | 5 | MD | 5027 | Delmarva Power | Preliminary | AC | 59.93 | 24.542 | 1.912 | 0 | 86.384 | 6386 | 199 | 4 | 0 | 6589 | 1.12 | 30.5 | 4.59 | . | 36.21 | 1720 | 475 | 3 | . | 2198 | . | . | . | . | 0 | . | . | . | . | 0 | . | . | . | . | 0 | . | . | . | . | 0 | . | . | . | . | 0 | . | . | . | . | 0 | . | . | . | . | 0 | 0.103 | 0.812 | 0 | 0 | 0.915 | 18 | 4 | 0 | 0 | 22 | . | . | . | . | 0 | . | . | . | . | 0 | . | . | . | . | 0 | . | . | . | . | 0 | 61.153 | 55.854 | 6.502 | 0 | 123.509 | 8124 | 678 | 7 | 0 | 8809 | 0 | 0 | 0 | 0 | 0
2024 | 5 | MD | 15263 | The Potomac Edison Company | Preliminary | AC | 72.243 | 35.375 | 15.311 | 0 | 122.929 | 7813 | 179 | 13 | 0 | 8005 | 0.448 | 3.262 | 0 | 0 | 3.71 | 12 | 16 | 0 | 0 | 28 | 0 | 0 | 0 | 0 | 0 | 4.956 | 0.03 | 0 | 0 | 4.986 | 312 | 2 | 0 | 0 | 314 | 0 | 0 | 0 | 0 | 0 | 0 | 0 | 0 | 0 | 0 | 0 | 0 | 0 | 0 | 0 | 0 | 0 | 0 | 0 | 0 | 0.095 | 0.023 | 0 | 0 | 0.118 | 28 | 6 | 0 | 0 | 34 | 0 | 0 | 0 | 0 | 0 | 0 | 0 | 0 | 0 | 0 | 0 | 0 | 0 | 0 | 0 | 0 | 0 | 0 | 0 | 0 | 72.786 | 38.66 | 15.311 | 0 | 126.757 | 7853 | 201 | 13 | 0 | 8067 | 0 | 0 | 0 | 0 | 0
2024 | 5 | MD | 15270 | Potomac Electric Power Co | Preliminary | AC | 272.659 | 54.14 | . | . | 326.799 | 33464 | 389 | . | . | 33853 | 2.436 | 12.356 | . | . | 14.792 | 5477 | 521 | . | . | 5998 | . | . | . | . | 0 | . | . | . | . | 0 | . | . | . | . | 0 | . | . | . | . | 0 | . | . | . | . | 0 | . | . | . | . | 0 | . | . | . | . | 0 | 0.016 | 0.002 | . | . | 0.018 | 1 | 1 | . | . | 2 | . | . | . | . | 0 | . | . | . | . | 0 | . | . | . | . | 0 | . | . | . | . | 0 | 275.111 | 66.498 | NM | 0 | 341.609 | 38942 | 911 | 0 | 0 | 39853 | 0 | 0 | 0 | 0 | 0
2024 | 5 | MD | 17637 | Southern Maryland Elec Coop Inc | Preliminary | AC | 79.785 | 4.851 | 0 | 0 | 84.636 | 8691 | 66 | 0 | 0 | 8757 | 0 | 0 | 0 | 0 | 0 | 0 | 0 | 0 | 0 | 0 | 5368.885 | 163.285 | 0 | 0 | 5532.17 | 1.172 | 0 | 0 | 0 | 1.172 | 167 | 0 | 0 | 0 | 167 | 2.78 | 0 | 0 | 0 | 2.78 | 0 | 0 | 0 | 0 | 0 | 0 | 0 | 0 | 0 | 0 | 0 | 0 | 0 | 0 | 0 | 0.02 | 0.016 | 0 | 0 | 0.036 | 3 | 3 | 0 | 0 | 6 | 1.567 | 0.24 | 0 | 0 | 1.807 | 0 | 0.32 | 0 | 0 | 0.32 | 0 | 1 | 0 | 0 | 1 | 0 | 0 | 0 | 0 | 0 | 79.805 | 5.187 | NM | 0 | 84.992 | 8694 | 70 | 0 | 0 | 8764 | 5370.452 | 163.525 | 0 | 0 | 5533.977
2024 | 5 | MD | 99999 | Adjustment 2024 | Preliminary |  | 39.022 | 22.884 | 0.748 | . | 62.654 | . | . | . | . | . | . | . | . | . | . | . | . | . | . | . | . | . | . | . | . | . | . | . | . | . | . | . | . | . | . | . | . | . | . | . | . | . | . | . | . | . | . | . | . | . | . | . | . | . | . | . | . | . | . | . | . | . | . | . | . | . | . | . | . | . | . | . | . | . | . | . | . | . | . | . | . | . | . | . | . | 39.022 | 22.884 | 0.748 | . | 62.654 | . | . | . | . | . | . | . | . | . | .
2024 | 5 | ME | 1179 | Versant Power | Preliminary | AC | 11.569 | 27.6 | 0.026 | 0 | 39.195 | 1615 | 218 | 1 | 0 | 1834 | 0.586 | 54.141 | 0 | 0 | 54.727 | 122 | 4717 | 0 | 0 | 4839 | . | . | . | . | 0 | 0.183 | 0 | 0 | 0 | 0.183 | 24 | 0 | 0 | 0 | 24 | 0.443 | 0 | 0 | 0 | 0.443 | 0 | 0 | 0 | 0 | 0 | 0 | 0 | 0 | 0 | 0 | 0 | 0 | 0 | 0 | 0 | 0.336 | 0.182 | 0.6 | 0 | 1.118 | 95 | 17 | 1 | 0 | 113 | . | . | . | . | 0 | 0 | 4.355 | 1.92 | 0 | 6.275 | 0 | 7 | 1 | 0 | 8 | . | . | . | . | 0 | 12.491 | 86.278 | 2.546 | 0 | 101.315 | 1832 | 4959 | 3 | 0 | 6794 | 0 | 0 | 0 | 0 | 0
2024 | 5 | ME | 3266 | Central Maine Power Co | Preliminary | AC | 88.362 | 540.394 | 0 | 0 | 628.756 | 10810 | 960 | 0 | 0 | 11770 | 0 | 471.815 | 0 | 0 | 471.815 | 0 | 43217 | 0 | 0 | 43217 | 8398.367 | 80339.558 | 0 | 0 | 88737.925 | 0 | 0 | 0 | 0 | 0 | 0 | 0 | 0 | 0 | 0 | 0 | 0 | 0 | 0 | 0 | 0 | 0 | 0 | 0 | 0 | 0 | 0 | 0 | 0 | 0 | 0 | 0 | 0 | 0 | 0 | 0.52 | 4.831 | 0 | 0 | 5.351 | 192 | 34 | 0 | 0 | 226 | 9.542 | 918.925 | 0 | 0 | 928.467 | 0.136 | 26.993 | 0 | 0 | 27.129 | 4 | 32 | 0 | 0 | 36 | 0 | 10256.566 | 0 | 0 | 10256.566 | 89.018 | 1044.033 | NM | 0 | 1133.051 | 11006 | 44243 | 0 | 0 | 55249 | 8407.909 | 91515.049 | 0 | 0 | 99922.958
2024 | 5 | ME | 5609 | Eastern Maine Electric Coop | Preliminary | AC | 0.171 | 0.128 | . | . | 0.299 | 24 | 4 | . | . | 28 | . | . | . | . | 0 | . | . | . | . | 0 | . | . | . | . | 0 | . | . | . | . | 0 | . | . | . | . | 0 | . | . | . | . | 0 | . | . | . | . | 0 | . | . | . | . | 0 | . | . | . | . | 0 | 0.048 | . | . | . | 0.048 | 8 | . | . | . | 8 | . | . | . | . | 0 | . | . | . | . | 0 | . | . | . | . | 0 | . | . | . | . | 0 | 0.219 | 0.128 | NM | 0 | 0.347 | 32 | 4 | 0 | 0 | 36 | 0 | 0 | 0 | 0 | 0
2024 | 5 | ME | 99999 | Adjustment 2024 | Preliminary |  | 0.974 | 0.115 | . | . | 1.089 | . | . | . | . | . | . | . | . | . | . | . | . | . | . | . | . | . | . | . | . | . | . | . | . | . | . | . | . | . | . | . | . | . | . | . | . | . | . | . | . | . | . | . | . | . | . | . | . | . | . | . | . | . | . | . | . | . | . | . | . | . | . | . | . | . | . | . | . | . | . | . | . | . | . | . | . | . | . | . | . | 0.974 | 0.115 | . | . | 1.089 | . | . | . | . | . | . | . | . | . | .
2024 | 5 | MI | 392 | Alpena Power Co | Preliminary | AC | 0.095 | 0.017 | . | . | 0.112 | 11 | 2 | . | . | 13 | . | . | . | . | 0 | . | . | . | . | 0 | . | . | . | . | 0 | . | . | . | . | 0 | . | . | . | . | 0 | . | . | . | . | 0 | . | . | . | . | 0 | . | . | . | . | 0 | . | . | . | . | 0 | 0.038 | . | . | . | 0.038 | 15 | . | . | . | 15 | . | . | . | . | 0 | . | . | . | . | 0 | . | . | . | . | 0 | . | . | . | . | 0 | 0.133 | 0.017 | NM | 0 | 0.15 | 26 | 2 | 0 | 0 | 28 | 0 | 0 | 0 | 0 | 0
2024 | 5 | MI | 3828 | Cloverland Electric Co-op | Preliminary | AC | 0.232 | 0.214 | . | . | 0.446 | 35 | 9 | . | . | 44 | . | . | . | . | 0 | . | . | . | . | 0 | 23.255 | 7.963 | . | . | 31.218 | . | . | . | . | 0 | . | . | . | . | 0 | . | . | . | . | 0 | . | . | . | . | 0 | . | . | . | . | 0 | . | . | . | . | 0 | 0.05 | 0.011 | . | . | 0.061 | 15 | 3 | . | . | 18 | 0.484 | 0 | . | . | 0.484 | 0 | 0.208 | . | . | 0.208 | 0 | 1 | . | . | 1 | 0 | 0.027 | . | . | 0.027 | 0.282 | 0.433 | NM | 0 | 0.715 | 50 | 13 | 0 | 0 | 63 | 23.739 | 7.99 | 0 | 0 | 31.729
2024 | 5 | MI | 4254 | Consumers Energy Co - (MI) | Preliminary | DC | 79.688 | 37.403 | 0.371 | . | 117.462 | 10009 | 698 | 8 | . | 10715 | 2.83 | 1.67 | . | . | 4.5 | 2464 | 29 | . | . | 2493 | 4176.002 | . | . | . | 4176.002 | 10.221 | 0.284 | . | . | 10.505 | 1419 | 21 | . | . | 1440 | 16.715 | 0.378 | . | . | 17.093 | . | . | . | . | 0 | . | . | . | . | 0 | . | . | . | . | 0 | 0.365 | 0.177 | . | . | 0.542 | 79 | 17 | . | . | 96 | . | . | . | . | 0 | . | . | 0.19 | . | 0.19 | . | . | 1 | . | 1 | . | . | . | . | 0 | 82.883 | 39.25 | 0.561 | 0 | 122.694 | 12552 | 744 | 9 | 0 | 13305 | 4176.002 | 0 | 0 | 0 | 4176.002
2024 | 5 | MI | 5109 | DTE Electric Company | Preliminary | AC | 45.816 | 15.227 | 0.844 | . | 61.887 | 6893 | 499 | 31 | . | 7423 | . | . | . | . | 0 | . | . | . | . | 0 | . | . | . | . | 0 | 14.737 | 0.125 | 0 | . | 14.862 | 2512 | 9 | 0 | . | 2521 | 27.765 | 0.139 | 0 | . | 27.904 | . | . | . | . | 0 | . | . | . | . | 0 | . | . | . | . | 0 | 0.101 | 0.202 | 0 | . | 0.303 | 32 | 29 | 0 | . | 61 | . | . | . | . | 0 | 0.024 | 0.065 | 0.06 | . | 0.149 | 4 | 3 | 1 | . | 8 | . | . | . | . | 0 | 45.941 | 15.494 | 0.904 | 0 | 62.339 | 6929 | 531 | 32 | 0 | 7492 | 0 | 0 | 0 | 0 | 0
2024 | 5 | MI | 9324 | Indiana Michigan Power Co | Preliminary | AC | 4.4 | 1.193 | 0.158 | . | 5.751 | 560 | 50 | 2 | . | 612 | . | . | . | . | 0 | . | . | . | . | 0 | 423.645 | 135.007 | 0.78 | . | 559.432 | 0.565 | . | . | . | 0.565 | 110 | . | . | . | 110 | 1.469 | . | . | . | 1.469 | . | . | . | . | 0 | . | . | . | . | 0 | . | . | . | . | 0 | 0.022 | 0.006 | 0.005 | . | 0.033 | 6 | 1 | 1 | . | 8 | 0 | 0 | 0 | . | 0 | . | . | . | . | 0 | . | . | . | . | 0 | . | . | . | . | 0 | 4.422 | 1.199 | 0.163 | 0 | 5.784 | 566 | 51 | 3 | 0 | 620 | 423.645 | 135.007 | 0.78 | 0 | 559.432
2024 | 5 | MI | 10704 | City of Lansing - (MI) | Preliminary | AC | 2.132 | 1.25 | . | . | 3.382 | 332 | 28 | . | . | 360 | . | . | . | . | 0 | . | . | . | . | 0 | . | . | . | . | 0 | . | . | . | . | 0 | . | . | . | . | 0 | . | . | . | . | 0 | . | . | . | . | 0 | . | . | . | . | 0 | . | . | . | . | 0 | . | . | . | . | 0 | . | . | . | . | 0 | . | . | . | . | 0 | . | . | . | . | 0 | . | . | . | . | 0 | . | . | . | . | 0 | 2.132 | 1.25 | NM | 0 | 3.382 | 332 | 28 | 0 | 0 | 360 | 0 | 0 | 0 | 0 | 0
2024 | 5 | MI | 19578 | Upper Peninsula Power Company | Preliminary | AC | 2.521 | 0.28 | . | . | 2.801 | 251 | 7 | . | . | 258 | . | . | . | . | 0 | . | . | . | . | 0 | . | . | . | . | 0 | . | . | . | . | 0 | . | . | . | . | 0 | . | . | . | . | 0 | . | . | . | . | 0 | . | . | . | . | 0 | . | . | . | . | 0 | 0.076 | . | . | . | 0.076 | 20 | . | . | . | 20 | . | . | . | . | 0 | . | . | . | . | 0 | . | . | . | . | 0 | . | . | . | . | 0 | 2.597 | 0.28 | NM | 0 | 2.877 | 271 | 7 | 0 | 0 | 278 | 0 | 0 | 0 | 0 | 0
2024 | 5 | MI | 60631 | Upper Michigan Energy Resources Corp. | Preliminary | AC | 0.472 | 0.098 | 0.002 | . | 0.572 | 80 | 3 | 1 | . | 84 | . | . | . | . | 0 | . | . | . | . | 0 | . | . | . | . | 0 | 0.036 | 0.123 | . | . | 0.159 | 5 | 1 | . | . | 6 | . | . | . | . | 0 | . | . | . | . | 0 | . | . | . | . | 0 | . | . | . | . | 0 | 0.023 | 0.002 | . | . | 0.025 | 5 | 1 | . | . | 6 | . | . | . | . | 0 | . | . | . | . | 0 | . | . | . | . | 0 | . | . | . | . | 0 | 0.495 | 0.1 | 0.002 | 0 | 0.597 | 85 | 4 | 1 | 0 | 90 | 0 | 0 | 0 | 0 | 0
2024 | 5 | MI | 99999 | Adjustment 2024 | Preliminary |  | 6.232 | 4.878 | NM | . | 11.477 | . | . | . | . | . | -0.494 | -0.291 | . | . | -0.784 | . | . | . | . | . | . | . | . | . | . | -1.783 | -0.05 | . | . | -1.832 | . | . | . | . | . | . | . | . | . | . | . | . | . | . | 0 | . | . | . | . | . | . | . | . | . | . | . | . | . | . | . | . | . | . | . | . | . | . | . | . | . | . | . | . | . | . | . | . | . | . | . | . | . | . | . | . | 5.739 | 4.587 | NM | . | 10.692 | . | . | . | . | . | . | . | . | . | .
2024 | 5 | MN | 689 | Connexus Energy | Preliminary | AC | 10.387 | 2.246 | . | . | 12.633 | 1171 | 38 | . | . | 1209 | 0.232 | 0.008 | . | . | 0.24 | 125 | 4 | . | . | 129 | . | . | . | . | 0 | . | . | . | . | 0 | . | . | . | . | 0 | . | . | . | . | 0 | . | . | . | . | 0 | . | . | . | . | 0 | . | . | . | . | 0 | 0.059 | 0.01 | . | . | 0.069 | 5 | 1 | . | . | 6 | . | . | . | . | 0 | 0.025 | . | . | . | 0.025 | 5 | . | . | . | 5 | . | . | . | . | 0 | 10.703 | 2.264 | NM | 0 | 12.967 | 1306 | 43 | 0 | 0 | 1349 | 0 | 0 | 0 | 0 | 0
2024 | 5 | MN | 5574 | East Central Energy | Preliminary | AC | 7.132 | 0.826 | 0 | 0 | 7.958 | 566 | 38 | 0 | 0 | 604 | . | . | . | . | 0 | . | . | . | . | 0 | 591.449 | 64.46 | 0 | 0 | 655.909 | . | . | . | . | 0 | . | . | . | . | 0 | . | . | . | . | 0 | . | . | . | . | 0 | . | . | . | . | 0 | . | . | . | . | 0 | 0.042 | 0.042 | 0 | 0 | 0.084 | 3 | 3 | 0 | 0 | 6 | 0 | 0.882 | 0 | 0 | 0.882 | . | . | . | . | 0 | . | . | . | . | 0 | . | . | . | . | 0 | 7.174 | 0.868 | NM | 0 | 8.042 | 569 | 41 | 0 | 0 | 610 | 591.449 | 65.342 | 0 | 0 | 656.791
2024 | 5 | MN | 10596 | City of Lake Crystal - (MN) | Preliminary | AC | 0.053 | 0.04 | . | . | 0.093 | 5 | 1 | . | . | 6 | . | . | . | . | 0 | . | . | . | . | 0 | . | . | . | . | 0 | 0.005 | 0.1 | . | . | 0.105 | 1 | 1 | . | . | 2 | . | . | . | . | 0 | . | . | . | . | 0 | . | . | . | . | 0 | . | . | . | . | 0 | . | . | . | . | 0 | . | . | . | . | 0 | . | . | . | . | 0 | . | . | . | . | 0 | . | . | . | . | 0 | . | . | . | . | 0 | 0.053 | 0.04 | NM | 0 | 0.093 | 5 | 1 | 0 | 0 | 6 | 0 | 0 | 0 | 0 | 0
2024 | 5 | MN | 12647 | ALLETE, Inc. | Preliminary | AC | 7.94 | 7.781 | 0.02 | . | 15.741 | 863 | 169 | 1 | . | 1033 | 0.518 | 0.522 | . | . | 1.04 | 94 | 3 | . | . | 97 | 390.809 | 106.58 | . | . | 497.389 | 0.39 | 0.006 | . | . | 0.396 | 25 | 1 | . | . | 26 | . | . | . | . | 0 | . | . | . | . | 0 | . | . | . | . | 0 | . | . | . | . | 0 | 0.072 | 0.093 | . | . | 0.165 | 7 | 7 | . | . | 14 | . | . | . | . | 0 | . | . | . | . | 0 | . | . | . | . | 0 | . | . | . | . | 0 | 8.53 | 8.396 | 0.02 | 0 | 16.946 | 964 | 179 | 1 | 0 | 1144 | 390.809 | 106.58 | 0 | 0 | 497.389
2024 | 5 | MN | 13781 | Northern States Power Co - Minnesota | Preliminary | DC | 90.465 | 57.724 | 18.264 | . | 166.453 | 12008 | 1269 | 229 | . | 13506 | . | . | . | . | 0 | . | . | . | . | 0 | . | . | . | . | 0 | . | . | . | . | 0 | . | . | . | . | 0 | . | . | . | . | 0 | . | . | . | . | 0 | . | . | . | . | 0 | . | . | . | . | 0 | . | . | . | . | 0 | . | . | . | . | 0 | . | . | . | . | 0 | . | . | . | . | 0 | . | . | . | . | 0 | . | . | . | . | 0 | 90.465 | 57.724 | 18.264 | 0 | 166.453 | 12008 | 1269 | 229 | 0 | 13506 | 0 | 0 | 0 | 0 | 0
2024 | 5 | MN | 14232 | Otter Tail Power Co | Preliminary | AC | 0.736 | 2.03 | 0 | 0 | 2.766 | 62 | 40 | 0 | 0 | 102 | 0 | 0 | 0 | 0 | 0 | 0 | 0 | 0 | 0 | 0 | 80.369 | 44.756 | 0 | 0 | 125.125 | 0 | 0 | 0 | 0 | 0 | 0 | 0 | 0 | 0 | 0 | 0 | 0 | 0 | 0 | 0 | 0 | 0 | 0 | 0 | 0 | 0 | 0 | 0 | 0 | 0 | 0 | 0 | 0 | 0 | 0 | 0.002 | 0.199 | 0 | 0 | 0.201 | 1 | 8 | 0 | 0 | 9 | 0 | 2.1 | 0 | 0 | 2.1 | 0 | 0.035 | 0 | 0 | 0.035 | 0 | 1 | 0 | 0 | 1 | 0 | 0 | 0 | 0 | 0 | 0.738 | 2.264 | NM | 0 | 3.002 | 63 | 49 | 0 | 0 | 112 | 80.369 | 46.856 | 0 | 0 | 127.225
2024 | 5 | MN | 16181 | Rochester Public Utilities | Preliminary | AC | 4.217 | 0.862 | 0 | 0 | 5.079 | 536 | 27 | 0 | 0 | 563 | 0.286 | 0 | 0 | 0 | 0.286 | 208 | 0 | 0 | 0 | 208 | 485.318 | 47.297 | 0 | 0 | 532.615 | 0.037 | 0 | 0 | 0 | 0.037 | 7 | 0 | 0 | 0 | 7 | 0.075 | 0 | 0 | 0 | 0.075 | 0 | 0 | 0 | 0 | 0 | 0 | 0 | 0 | 0 | 0 | 0 | 0 | 0 | 0 | 0 | 0.003 | 0 | 0 | 0 | 0.003 | 1 | 0 | 0 | 0 | 1 | 0 | 0 | 0 | 0 | 0 | 0 | 0 | 0 | 0 | 0 | 0 | 0 | 0 | 0 | 0 | 0 | 0 | 0 | 0 | 0 | 4.506 | 0.862 | NM | 0 | 5.368 | 745 | 27 | 0 | 0 | 772 | 485.318 | 47.297 | 0 | 0 | 532.615
2024 | 5 | MN | 17267 | Sioux Valley SW Elec Coop | Preliminary | DC | 0.53 | 0.068 | . | . | 0.598 | 24 | 3 | . | . | 27 | . | . | . | . | 0 | . | . | . | . | 0 | 65.67 | 7.486 | . | . | 73.156 | . | . | . | . | 0 | . | . | . | . | 0 | . | . | . | . | 0 | . | . | . | . | 0 | . | . | . | . | 0 | . | . | . | . | 0 | 0.025 | . | . | . | 0.025 | 1 | . | . | . | 1 | 1.15 | . | . | . | 1.15 | . | . | . | . | 0 | . | . | . | . | 0 | . | . | . | . | 0 | 0.555 | 0.068 | NM | 0 | 0.623 | 25 | 3 | 0 | 0 | 28 | 66.82 | 7.486 | 0 | 0 | 74.306
2024 | 5 | MN | 20996 | Wright-Hennepin Coop Elec Assn | Preliminary | AC | 4.296 | 0.582 | . | . | 4.878 | 294 | 19 | . | . | 313 | 0.075 | . | . | . | 0.075 | 40 | . | . | . | 40 | 332.631 | 24.243 | . | . | 356.874 | . | . | . | . | 0 | . | . | . | . | 0 | . | . | . | . | 0 | . | . | . | . | 0 | . | . | . | . | 0 | . | . | . | . | 0 | 0.08 | . | . | . | 0.08 | 5 | . | . | . | 5 | 1.762 | . | . | . | 1.762 | . | . | . | . | 0 | . | . | . | . | 0 | . | . | . | . | 0 | 4.451 | 0.582 | NM | 0 | 5.033 | 339 | 19 | 0 | 0 | 358 | 334.393 | 24.243 | 0 | 0 | 358.636
2024 | 5 | MN | 25177 | Dakota Electric Association | Preliminary | AC | 13.982 | 0.773 | 0 | 0 | 14.755 | 1413 | 23 | 0 | 0 | 1436 | . | . | . | . | 0 | . | . | . | . | 0 | . | . | . | . | 0 | . | . | . | . | 0 | . | . | . | . | 0 | . | . | . | . | 0 | . | . | . | . | 0 | . | . | . | . | 0 | . | . | . | . | 0 | 0.11 | 0.095 | 0 | 0 | 0.205 | 6 | 4 | 0 | 0 | 10 | . | . | . | . | 0 | . | . | . | . | 0 | . | . | . | . | 0 | . | . | . | . | 0 | 14.092 | 0.868 | NM | 0 | 14.96 | 1419 | 27 | 0 | 0 | 1446 | 0 | 0 | 0 | 0 | 0
2024 | 5 | MN | 99999 | Adjustment 2024 | Preliminary |  | 42.102 | 3.919 | -2.598 | . | 43.423 | . | . | . | . | . | . | . | . | . | 0 | . | . | . | . | . | . | . | . | . | . | . | . | . | . | 0 | . | . | . | . | . | . | . | . | . | . | . | . | . | . | 0 | . | . | . | . | . | . | . | . | . | . | . | . | . | . | . | . | . | . | . | . | . | . | . | . | . | . | . | . | . | . | . | . | . | . | . | . | . | . | . | . | 42.102 | 3.919 | -2.598 | . | 43.423 | . | . | . | . | . | . | . | . | . | .
2024 | 5 | MO | 4675 | Cuivre River Electric Coop Inc | Preliminary | AC | 2.105 | 0.008 | . | . | 2.113 | 241 | 1 | . | . | 242 | . | . | . | . | 0 | . | . | . | . | 0 | 190.543 | . | . | . | 190.543 | . | . | . | . | 0 | . | . | . | . | 0 | . | . | . | . | 0 | . | . | . | . | 0 | . | . | . | . | 0 | . | . | . | . | 0 | . | . | . | . | 0 | . | . | . | . | 0 | . | . | . | . | 0 | . | . | . | . | 0 | . | . | . | . | 0 | . | . | . | . | 0 | 2.105 | 0.008 | NM | 0 | 2.113 | 241 | 1 | 0 | 0 | 242 | 190.543 | 0 | 0 | 0 | 190.543
2024 | 5 | MO | 5860 | Empire District Electric Co | Preliminary | DC | 62.004 | 45.299 | 0.759 | 0 | 108.062 | 4374 | 467 | 7 | 0 | 4848 | . | . | . | . | 0 | . | . | . | . | 0 | 1289.366 | 444.296 | 0 | 0 | 1733.662 | . | . | . | . | 0 | . | . | . | . | 0 | . | . | . | . | 0 | . | . | . | . | 0 | . | . | . | . | 0 | . | . | . | . | 0 | 0.013 | 0 | 0 | 0 | 0.013 | 2 | 0 | 0 | 0 | 2 | . | . | . | . | 0 | . | . | . | . | 0 | . | . | . | . | 0 | . | . | . | . | 0 | 62.017 | 45.299 | 0.759 | 0 | 108.075 | 4376 | 467 | 7 | 0 | 4850 | 1289.366 | 444.296 | 0 | 0 | 1733.662
2024 | 5 | MO | 9231 | City of Independence - (MO) | Preliminary | AC | 4.98 | 0.241 | 0 | 0 | 5.221 | 661 | 32 | 0 | 0 | 693 | . | . | . | . | 0 | . | . | . | . | 0 | . | . | . | . | 0 | . | . | . | . | 0 | . | . | . | . | 0 | . | . | . | . | 0 | . | . | . | . | 0 | . | . | . | . | 0 | . | . | . | . | 0 | . | 0.002 | . | . | 0.002 | . | 1 | . | . | 1 | . | . | . | . | 0 | . | . | . | . | 0 | . | . | . | . | 0 | . | . | . | . | 0 | 4.98 | 0.243 | NM | 0 | 5.223 | 661 | 33 | 0 | 0 | 694 | 0 | 0 | 0 | 0 | 0
2024 | 5 | MO | 10000 | Evergy Metro | Preliminary | AC | 28.602 | 20.892 | 1.527 | . | 51.021 | 3318 | 833 | 53 | . | 4204 | 1.362 | 0.033 | . | . | 1.395 | 486 | 2 | . | . | 488 | 2141.046 | 722.07 | 64.973 | . | 2928.089 | 0.185 | . | . | . | 0.185 | 19 | . | . | . | 19 | . | . | . | . | 0 | . | . | . | . | 0 | . | . | . | . | 0 | . | . | . | . | 0 | 0.011 | . | 0.05 | . | 0.061 | 4 | . | 1 | . | 5 | 0.02 | . | 0 | . | 0.02 | . | . | . | . | 0 | . | . | . | . | 0 | . | . | . | . | 0 | 29.975 | 20.925 | 1.577 | 0 | 52.477 | 3808 | 835 | 54 | 0 | 4697 | 2141.066 | 722.07 | 64.973 | 0 | 2928.109
2024 | 5 | MO | 12698 | Evergy Missouri West | Preliminary | AC | 51.423 | 24.174 | 0.891 | . | 76.488 | 4708 | 864 | 21 | . | 5593 | 0.843 | 0.046 | . | . | 0.889 | 254 | 5 | . | . | 259 | 4099.112 | 1061.03 | 27.918 | . | 5188.06 | 0.085 | . | . | . | 0.085 | 10 | . | . | . | 10 | . | . | . | . | 0 | . | . | . | . | 0 | . | . | . | . | 0 | . | . | . | . | 0 | 0.023 | 0.006 | . | . | 0.029 | 10 | 2 | . | . | 12 | 2.579 | 0 | . | . | 2.579 | . | . | . | . | 0 | . | . | . | . | 0 | . | . | . | . | 0 | 52.289 | 24.226 | 0.891 | 0 | 77.406 | 4972 | 871 | 21 | 0 | 5864 | 4101.691 | 1061.03 | 27.918 | 0 | 5190.639
2024 | 5 | MO | 17833 | City Utilities of Springfield - (MO) | Preliminary | AC | 4.998 | 2.938 | 0 | 0 | 7.936 | 659 | 65 | 0 | 0 | 724 | . | . | . | . | 0 | . | . | . | . | 0 | 110.967 | 72.874 | . | . | 183.841 | . | . | . | . | 0 | . | . | . | . | 0 | . | . | . | . | 0 | . | . | . | . | 0 | . | . | . | . | 0 | . | . | . | . | 0 | . | . | . | . | 0 | . | . | . | . | 0 | . | . | . | . | 0 | . | . | . | . | 0 | . | . | . | . | 0 | . | . | . | . | 0 | 4.998 | 2.938 | NM | 0 | 7.936 | 659 | 65 | 0 | 0 | 724 | 110.967 | 72.874 | 0 | 0 | 183.841
2024 | 5 | MO | 19436 | Union Electric Co - (MO) | Preliminary | AC | 70.14 | 50.958 | 3.339 | . | 124.437 | 7459 | 1843 | 112 | . | 9414 | . | . | . | . | 0 | . | . | . | . | 0 | . | . | . | . | 0 | . | . | . | . | 0 | . | . | . | . | 0 | . | . | . | . | 0 | . | . | . | . | 0 | . | . | . | . | 0 | . | . | . | . | 0 | 0.048 | 0.018 | . | . | 0.066 | 18 | 7 | . | . | 25 | . | . | . | . | 0 | . | . | . | . | 0 | . | . | . | . | 0 | . | . | . | . | 0 | 70.188 | 50.976 | 3.339 | 0 | 124.503 | 7477 | 1850 | 112 | 0 | 9439 | 0 | 0 | 0 | 0 | 0
2024 | 5 | MO | 99999 | Adjustment 2024 | Preliminary |  | 70.49 | -1.809 | 0.048 | 0 | 68.728 | . | . | . | . | . | . | . | . | . | 0 | . | . | . | . | . | . | . | . | . | . | . | . | . | . | 0 | . | . | . | . | . | . | . | . | . | . | . | . | . | . | 0 | . | . | . | . | . | . | . | . | . | . | . | . | . | . | . | . | . | . | . | . | . | . | . | . | . | . | . | . | . | . | . | . | . | . | . | . | . | . | . | . | 70.49 | -1.809 | 0.048 | 0 | 68.728 | . | . | . | . | . | . | . | . | . | .
2024 | 5 | MS | 3841 | Coast Electric Power Assn - (MS) | Preliminary | AC | 2.651 | 0.092 | . | . | 2.743 | 380 | 1 | . | . | 381 | . | . | . | . | 0 | . | . | . | . | 0 | 21.497 | 0 | . | . | 21.497 | . | . | . | . | 0 | . | . | . | . | 0 | . | . | . | . | 0 | . | . | . | . | 0 | . | . | . | . | 0 | . | . | . | . | 0 | . | . | . | . | 0 | . | . | . | . | 0 | . | . | . | . | 0 | . | . | . | . | 0 | . | . | . | . | 0 | . | . | . | . | 0 | 2.651 | 0.092 | NM | 0 | 2.743 | 380 | 1 | 0 | 0 | 381 | 21.497 | 0 | 0 | 0 | 21.497
2024 | 5 | MS | 12685 | Entergy Mississippi LLC | Preliminary | DC | 1.137 | 0.421 | 0.02 | . | 1.578 | 357 | 26 | 2 | . | 385 | . | . | . | . | 0 | . | . | . | . | 0 | . | . | . | . | 0 | . | . | . | . | 0 | . | . | . | . | 0 | . | . | . | . | 0 | . | . | . | . | 0 | . | . | . | . | 0 | . | . | . | . | 0 | 0.011 | 0 | 0 | . | 0.011 | 1 | 0 | 0 | . | 1 | . | . | . | . | 0 | 0 | 0 | 0 | . | 0 | 0 | 0 | 0 | . | 0 | . | . | . | . | 0 | 1.148 | 0.421 | 0.02 | 0 | 1.589 | 358 | 26 | 2 | 0 | 386 | 0 | 0 | 0 | 0 | 0
2024 | 5 | MS | 12686 | Mississippi Power Co | Preliminary | DC | 4.624 | 2.135 | . | . | 6.759 | 469 | 39 | . | . | 508 | . | . | . | . | 0 | . | . | . | . | 0 | . | . | . | . | 0 | . | . | . | . | 0 | . | . | . | . | 0 | . | . | . | . | 0 | . | . | . | . | 0 | . | . | . | . | 0 | . | . | . | . | 0 | . | . | . | . | 0 | . | . | . | . | 0 | . | . | . | . | 0 | . | . | . | . | 0 | . | . | . | . | 0 | . | . | . | . | 0 | 4.624 | 2.135 | NM | 0 | 6.759 | 469 | 39 | 0 | 0 | 508 | 0 | 0 | 0 | 0 | 0
2024 | 5 | MS | 17647 | Southern Pine Electric Cooperative | Preliminary | AC | 0.474 | 0.775 | . | . | 1.249 | 50 | 11 | . | . | 61 | . | . | . | . | 0 | . | . | . | . | 0 | 19.885 | 28.712 | . | . | 48.597 | 0.086 | . | . | . | 0.086 | 10 | . | . | . | 10 | . | . | . | . | 0 | . | . | . | . | 0 | . | . | . | . | 0 | . | . | . | . | 0 | . | . | . | . | 0 | . | . | . | . | 0 | . | . | . | . | 0 | . | 0.065 | . | . | 0.065 | . | 1 | . | . | 1 | . | . | . | . | 0 | 0.474 | 0.84 | NM | 0 | 1.314 | 50 | 12 | 0 | 0 | 62 | 19.885 | 28.712 | 0 | 0 | 48.597
2024 | 5 | MS | 99999 | Adjustment 2024 | Preliminary |  | 4.589 | 1.616 | 0.338 | . | 6.543 | . | . | . | . | . | . | . | . | . | 0 | . | . | . | . | . | . | . | . | . | . | . | . | . | . | 0 | . | . | . | . | . | . | . | . | . | . | . | . | . | . | 0 | . | . | . | . | . | . | . | . | . | . | . | . | . | . | . | . | . | . | . | . | . | . | . | . | . | . | . | . | . | . | . | . | . | . | . | . | . | . | . | . | 4.589 | 1.616 | 0.338 | . | 6.543 | . | . | . | . | . | . | . | . | . | .
2024 | 5 | MT | 6395 | Flathead Electric Coop Inc | Preliminary | DC | 2.173 | 0.518 | . | . | 2.691 | 187 | 31 | . | . | 218 | 0.143 | . | . | . | 0.143 | 350 | . | . | . | 350 | . | . | . | . | 0 | 0.557 | 0.027 | . | . | 0.584 | 18 | 2 | . | . | 20 | 0.749 | 0.027 | . | . | 0.776 | . | . | . | . | 0 | . | . | . | . | 0 | . | . | . | . | 0 | 0.005 | . | . | . | 0.005 | 4 | . | . | . | 4 | . | . | . | . | 0 | . | . | . | . | 0 | . | . | . | . | 0 | . | . | . | . | 0 | 2.321 | 0.518 | NM | 0 | 2.839 | 541 | 31 | 0 | 0 | 572 | 0 | 0 | 0 | 0 | 0
2024 | 5 | MT | 12199 | Montana-Dakota Utilities Co | Preliminary | AC | 0.122 | 0.074 | . | . | 0.196 | 15 | 4 | . | . | 19 | . | . | . | . | 0 | . | . | . | . | 0 | . | . | . | . | 0 | . | . | . | . | 0 | . | . | . | . | 0 | . | . | . | . | 0 | . | . | . | . | 0 | . | . | . | . | 0 | . | . | . | . | 0 | 0.002 | 0.005 | . | . | 0.007 | 3 | 2 | . | . | 5 | . | . | . | . | 0 | . | . | . | . | 0 | . | . | . | . | 0 | . | . | . | . | 0 | 0.124 | 0.079 | NM | 0 | 0.203 | 18 | 6 | 0 | 0 | 24 | 0 | 0 | 0 | 0 | 0
2024 | 5 | MT | 12692 | Missoula Electric Coop, Inc | Preliminary | AC | 1.009 | 0.127 | . | . | 1.136 | 133 | 7 | . | . | 140 | 0.109 | 0.046 | . | . | 0.155 | 142 | 10 | . | . | 152 | . | . | . | . | 0 | . | . | . | . | 0 | . | . | . | . | 0 | . | . | . | . | 0 | . | . | . | . | 0 | . | . | . | . | 0 | . | . | . | . | 0 | 0.002 | . | . | . | 0.002 | 1 | . | . | . | 1 | . | . | . | . | 0 | 0.001 | . | . | . | 0.001 | 1 | . | . | . | 1 | . | . | . | . | 0 | 1.121 | 0.173 | NM | 0 | 1.294 | 277 | 17 | 0 | 0 | 294 | 0 | 0 | 0 | 0 | 0
2024 | 5 | MT | 12825 | NorthWestern Energy LLC - (MT) | Preliminary | AC | 44.903 | 10.77 | 0 | 0 | 55.673 | 6319 | 683 | 0 | 0 | 7002 | 0 | 0 | 0 | 0 | 0 | 0 | 0 | 0 | 0 | 0 | 0 | 0 | 0 | 0 | 0 | 0 | 0 | 0 | 0 | 0 | 0 | 0 | 0 | 0 | 0 | 0 | 0 | 0 | 0 | 0 | 0 | 0 | 0 | 0 | 0 | 0 | 0 | 0 | 0 | 0 | 0 | 0 | 0 | 0 | 0 | 0.411 | 0.513 | 0 | 0 | 0.924 | 76 | 35 | 0 | 0 | 111 | 0 | 0 | 0 | 0 | 0 | 0.018 | 0.07 | 0 | 0 | 0.088 | 3 | 2 | 0 | 0 | 5 | 0 | 0 | 0 | 0 | 0 | 45.332 | 11.353 | NM | 0 | 56.685 | 6398 | 720 | 0 | 0 | 7118 | 0 | 0 | 0 | 0 | 0
2024 | 5 | MT | 19603 | USBIA-Mission Valley Power | Preliminary | AC | 0.56 | . | . | . | 0.56 | 78 | . | . | . | 78 | . | . | . | . | 0 | . | . | . | . | 0 | . | . | . | . | 0 | . | . | . | . | 0 | . | . | . | . | 0 | . | . | . | . | 0 | . | . | . | . | 0 | . | . | . | . | 0 | . | . | . | . | 0 | . | . | . | . | 0 | . | . | . | . | 0 | . | . | . | . | 0 | . | . | . | . | 0 | . | . | . | . | 0 | . | . | . | . | 0 | 0.56 | NM | NM | 0 | 0.56 | 78 | 0 | 0 | 0 | 78 | 0 | 0 | 0 | 0 | 0
2024 | 5 | MT | 20997 | Yellowstone Valley Elec Co-op | Preliminary | AC | 2.88 | . | . | . | 2.88 | 333 | . | . | . | 333 | . | . | . | . | 0 | . | . | . | . | 0 | . | . | . | . | 0 | . | . | . | . | 0 | . | . | . | . | 0 | . | . | . | . | 0 | . | . | . | . | 0 | . | . | . | . | 0 | . | . | . | . | 0 | 0.019 | . | . | . | 0.019 | 3 | . | . | . | 3 | . | . | . | . | 0 | . | . | . | . | 0 | . | . | . | . | 0 | . | . | . | . | 0 | 2.899 | NM | NM | 0 | 2.899 | 336 | 0 | 0 | 0 | 336 | 0 | 0 | 0 | 0 | 0
2024 | 5 | MT | 99999 | Adjustment 2024 | Preliminary |  | 4.026 | 0.101 | . | . | 4.127 | . | . | . | . | . | -0.025 | . | . | . | -0.025 | . | . | . | . | . | . | . | . | . | . | -0.097 | -0.005 | . | . | -0.102 | . | . | . | . | . | . | . | . | . | . | . | . | . | . | 0 | . | . | . | . | . | . | . | . | . | . | . | . | . | . | . | . | . | . | . | . | . | . | . | . | . | . | . | . | . | . | . | . | . | . | . | . | . | . | . | . | 4.001 | 0.101 | . | . | 4.102 | . | . | . | . | . | . | . | . | . | .
2024 | 5 | NC | 3046 | Duke Energy Progress - (NC) | Preliminary | AC | 164.556 | 28.988 | 4.868 | 0 | 198.412 | 22459 | 702 | 16 | 0 | 23177 | . | . | . | . | 0 | . | . | . | . | 0 | . | . | . | . | 0 | . | . | . | . | 0 | . | . | . | . | 0 | . | . | . | . | 0 | . | . | . | . | 0 | . | . | . | . | 0 | . | . | . | . | 0 | 0.002 | 0.01 | 0 | . | 0.012 | 1 | 1 | 0 | . | 2 | . | . | . | . | 0 | . | . | . | . | 0 | . | . | . | . | 0 | . | . | . | . | 0 | 164.558 | 28.998 | 4.868 | 0 | 198.424 | 22460 | 703 | 16 | 0 | 23179 | 0 | 0 | 0 | 0 | 0
2024 | 5 | NC | 5416 | Duke Energy Carolinas, LLC | Preliminary | AC | 166.286 | 42.237 | 6.857 | . | 215.38 | 23162 | 905 | 38 | . | 24105 | . | . | . | . | 0 | . | . | . | . | 0 | . | . | . | . | 0 | . | . | . | . | 0 | . | . | . | . | 0 | . | . | . | . | 0 | . | . | . | . | 0 | . | . | . | . | 0 | . | . | . | . | 0 | 0.007 | 0.002 | 0 | . | 0.009 | 5 | 1 | 0 | . | 6 | . | . | . | . | 0 | 0.006 | 0.4 | . | . | 0.406 | 1 | 1 | . | . | 2 | . | . | . | . | 0 | 166.299 | 42.639 | 6.857 | 0 | 215.795 | 23168 | 907 | 38 | 0 | 24113 | 0 | 0 | 0 | 0 | 0
2024 | 5 | NC | 6235 | Fayetteville Public Works Commission | Preliminary | AC | 1.733 | . | . | . | 1.733 | 284 | . | . | . | 284 | . | . | . | . | 0 | . | . | . | . | 0 | . | . | . | . | 0 | . | . | . | . | 0 | . | . | . | . | 0 | . | . | . | . | 0 | . | . | . | . | 0 | . | . | . | . | 0 | . | . | . | . | 0 | . | . | . | . | 0 | . | . | . | . | 0 | . | . | . | . | 0 | . | . | . | . | 0 | . | . | . | . | 0 | . | . | . | . | 0 | 1.733 | NM | NM | 0 | 1.733 | 284 | 0 | 0 | 0 | 284 | 0 | 0 | 0 | 0 | 0
2024 | 5 | NC | 9837 | Jones-Onslow Elec Member Corp | Preliminary | AC | 3.913 | . | . | . | 3.913 | 523 | . | . | . | 523 | . | . | . | . | 0 | . | . | . | . | 0 | 247.964 | . | . | . | 247.964 | . | . | . | . | 0 | . | . | . | . | 0 | . | . | . | . | 0 | . | . | . | . | 0 | . | . | . | . | 0 | . | . | . | . | 0 | . | . | . | . | 0 | . | . | . | . | 0 | . | . | . | . | 0 | . | . | . | . | 0 | . | . | . | . | 0 | . | . | . | . | 0 | 3.913 | NM | NM | 0 | 3.913 | 523 | 0 | 0 | 0 | 523 | 247.964 | 0 | 0 | 0 | 247.964
2024 | 5 | NC | 16496 | Rutherford Elec Member Corp | Preliminary | AC | 2.61 | 0.055 | 0.2 | 0 | 2.865 | 363 | 2 | 1 | 0 | 366 | . | . | . | . | 0 | . | . | . | . | 0 | 164.365 | 2.262 | 0 | 0 | 166.627 | . | . | . | . | 0 | . | . | . | . | 0 | . | . | . | . | 0 | . | . | . | . | 0 | . | . | . | . | 0 | . | . | . | . | 0 | . | . | . | . | 0 | . | . | . | . | 0 | . | . | . | . | 0 | . | . | . | . | 0 | . | . | . | . | 0 | . | . | . | . | 0 | 2.61 | 0.055 | 0.2 | 0 | 2.865 | 363 | 2 | 1 | 0 | 366 | 164.365 | 2.262 | 0 | 0 | 166.627
2024 | 5 | NC | 19876 | Virginia Electric & Power Co | Preliminary | AC | 4.891 | 0.981 | . | . | 5.872 | 666 | 27 | . | . | 693 | . | . | . | . | 0 | . | . | . | . | 0 | . | . | . | . | 0 | . | . | . | . | 0 | . | . | . | . | 0 | . | . | . | . | 0 | . | . | . | . | 0 | . | . | . | . | 0 | . | . | . | . | 0 | 0.046 | 0.046 | . | . | 0.092 | 112 | 15 | . | . | 127 | . | . | . | . | 0 | . | . | . | . | 0 | . | . | . | . | 0 | . | . | . | . | 0 | 4.937 | 1.027 | NM | 0 | 5.964 | 778 | 42 | 0 | 0 | 820 | 0 | 0 | 0 | 0 | 0
2024 | 5 | NC | 24889 | Brunswick Electric Member Corp | Preliminary | AC | 6.536 | . | . | . | 6.536 | 817 | . | . | . | 817 | 0.23 | . | . | . | 0.23 | 146 | . | . | . | 146 | . | . | . | . | 0 | . | . | . | . | 0 | . | . | . | . | 0 | . | . | . | . | 0 | . | . | . | . | 0 | . | . | . | . | 0 | . | . | . | . | 0 | . | . | . | . | 0 | . | . | . | . | 0 | . | . | . | . | 0 | . | . | . | . | 0 | . | . | . | . | 0 | . | . | . | . | 0 | 6.766 | NM | NM | 0 | 6.766 | 963 | 0 | 0 | 0 | 963 | 0 | 0 | 0 | 0 | 0
2024 | 5 | NC | 99999 | Adjustment 2024 | Preliminary |  | 29.67 | 2.367 | . | . | 32.037 | . | . | . | . | . | . | . | . | . | . | . | . | . | . | . | . | . | . | . | . | . | . | . | . | . | . | . | . | . | . | . | . | . | . | . | . | . | . | . | . | . | . | . | . | . | . | . | . | . | . | . | . | . | . | . | . | . | . | . | . | . | . | . | . | . | . | . | . | . | . | . | . | . | . | . | . | . | . | . | . | 29.67 | 2.367 | . | . | 32.037 | . | . | . | . | . | . | . | . | . | .
2024 | 5 | ND | 12090 | McLean Electric Coop, Inc | Preliminary | AC | 0.08 | . | . | . | 0.08 | 7 | . | . | . | 7 | . | . | . | . | 0 | . | . | . | . | 0 | 4.31 | . | . | . | 4.31 | . | . | . | . | 0 | . | . | . | . | 0 | . | . | . | . | 0 | . | . | . | . | 0 | . | . | . | . | 0 | . | . | . | . | 0 | . | . | . | . | 0 | . | . | . | . | 0 | . | . | . | . | 0 | . | . | . | . | 0 | . | . | . | . | 0 | . | . | . | . | 0 | 0.08 | NM | NM | 0 | 0.08 | 7 | 0 | 0 | 0 | 7 | 4.31 | 0 | 0 | 0 | 4.31
2024 | 5 | ND | 12301 | Nodak Electric Coop Inc | Preliminary | AC | 0.092 | . | . | . | 0.092 | 12 | . | . | . | 12 | . | . | . | . | 0 | . | . | . | . | 0 | 3.061 | . | . | . | 3.061 | . | . | . | . | 0 | . | . | . | . | 0 | . | . | . | . | 0 | . | . | . | . | 0 | . | . | . | . | 0 | . | . | . | . | 0 | 0.086 | . | 0.06 | . | 0.146 | 5 | . | 2 | . | 7 | 0.15 | . | 0 | . | 0.15 | . | . | . | . | 0 | . | . | . | . | 0 | . | . | . | . | 0 | 0.178 | NM | 0.06 | 0 | 0.238 | 17 | 0 | 2 | 0 | 19 | 3.211 | 0 | 0 | 0 | 3.211
2024 | 5 | ND | 14232 | Otter Tail Power Co | Preliminary | AC | 0.052 | 0.156 | 0 | 0 | 0.208 | 3 | 5 | 0 | 0 | 8 | 0 | 0 | 0 | 0 | 0 | 0 | 0 | 0 | 0 | 0 | 5.359 | 10.207 | 0 | 0 | 15.916 | 0 | 0 | 0 | 0 | 0 | 0 | 0 | 0 | 0 | 0 | 0 | 0 | 0 | 0 | 0 | 0 | 0 | 0 | 0 | 0 | 0 | 0 | 0 | 0 | 0 | 0 | 0 | 0 | 0 | 0 | 0.012 | 0.03 | 0 | 0 | 0.042 | 1 | 1 | 0 | 0 | 2 | 0 | 0 | 0 | 0 | 0 | 0 | 0 | 0 | 0 | 0 | 0 | 0 | 0 | 0 | 0 | 0 | 0 | 0 | 0 | 0 | 0.064 | 0.186 | NM | 0 | 0.25 | 4 | 6 | 0 | 0 | 10 | 5.359 | 10.207 | 0 | 0 | 15.566
2024 | 5 | ND | 19790 | Verendrye Electric Coop Inc | Preliminary | AC | 0.064 | . | . | . | 0.064 | 7 | . | . | . | 7 | . | . | . | . | 0 | . | . | . | . | 0 | 6.797 | . | . | . | 6.797 | . | . | . | . | 0 | . | . | . | . | 0 | . | . | . | . | 0 | . | . | . | . | 0 | . | . | . | . | 0 | . | . | . | . | 0 | 0.004 | . | . | . | 0.004 | 1 | . | . | . | 1 | 0.127 | . | . | . | 0.127 | . | . | . | . | 0 | . | . | . | . | 0 | . | . | . | . | 0 | 0.068 | NM | NM | 0 | 0.068 | 8 | 0 | 0 | 0 | 8 | 6.924 | 0 | 0 | 0 | 6.924
2024 | 5 | ND | 20413 | Mountrail-Williams Elec Coop | Preliminary | AC | 0.152 | 0.09 | . | . | 0.242 | 6 | 2 | . | . | 8 | . | . | . | . | 0 | . | . | . | . | 0 | 13.176 | 12.254 | . | . | 25.43 | . | . | . | . | 0 | . | . | . | . | 0 | . | . | . | . | 0 | . | . | . | . | 0 | . | . | . | . | 0 | . | . | . | . | 0 | 0 | 0.002 | . | . | 0.002 | 0 | 1 | . | . | 1 | . | . | . | . | 0 | . | . | . | . | 0 | . | . | . | . | 0 | 0 | 0 | . | . | 0 | 0.152 | 0.092 | NM | 0 | 0.244 | 6 | 3 | 0 | 0 | 9 | 13.176 | 12.254 | 0 | 0 | 25.43
2024 | 5 | ND | 24949 | Cass County Elec Coop Inc | Preliminary | DC | 0.45 | . | . | . | 0.45 | 36 | . | . | . | 36 | 0.101 | . | . | . | 0.101 | 151 | . | . | . | 151 | 13.744 | . | . | . | 13.744 | . | . | . | . | 0 | . | . | . | . | 0 | . | . | . | . | 0 | . | . | . | . | 0 | . | . | . | . | 0 | . | . | . | . | 0 | 0.157 | . | . | . | 0.157 | 14 | . | . | . | 14 | 6.127 | . | . | . | 6.127 | . | . | . | . | 0 | . | . | . | . | 0 | . | . | . | . | 0 | 0.708 | NM | NM | 0 | 0.708 | 201 | 0 | 0 | 0 | 201 | 19.871 | 0 | 0 | 0 | 19.871
2024 | 5 | ND | 99999 | Adjustment 2024 | Preliminary |  | -0.078 | . | . | . | -0.078 | . | . | . | . | . | -0.018 | . | . | . | -0.018 | . | . | . | . | . | . | . | . | . | . | . | . | . | . | 0 | . | . | . | . | . | . | . | . | . | . | . | . | . | . | 0 | . | . | . | . | . | . | . | . | . | . | . | . | . | . | . | . | . | . | . | . | . | . | . | . | . | . | . | . | . | . | . | . | . | . | . | . | . | . | . | . | -0.096 | . | . | . | -0.096 | . | . | . | . | . | . | . | . | . | .
2024 | 5 | NE | 4373 | Cornhusker Public Power Dist | Preliminary | AC | 0.849 | . | . | . | 0.849 | 38 | . | . | . | 38 | . | . | . | . | 0 | . | . | . | . | 0 | . | . | . | . | 0 | . | . | . | . | 0 | . | . | . | . | 0 | . | . | . | . | 0 | . | . | . | . | 0 | . | . | . | . | 0 | . | . | . | . | 0 | . | . | . | . | 0 | . | . | . | . | 0 | . | . | . | . | 0 | . | . | . | . | 0 | . | . | . | . | 0 | . | . | . | . | 0 | 0.849 | NM | NM | 0 | 0.849 | 38 | 0 | 0 | 0 | 38 | 0 | 0 | 0 | 0 | 0
2024 | 5 | NE | 4911 | Dawson Power District | Preliminary | AC | 0.632 | 0.287 | . | . | 0.919 | 54 | 7 | . | . | 61 | . | . | . | . | 0 | . | . | . | . | 0 | . | . | . | . | 0 | 0.117 | . | . | . | 0.117 | 7 | . | . | . | 7 | 0.212 | . | . | . | 0.212 | . | . | . | . | 0 | . | . | . | . | 0 | . | . | . | . | 0 | . | 0.002 | . | . | 0.002 | . | 1 | . | . | 1 | . | . | . | . | 0 | . | . | . | . | 0 | . | . | . | . | 0 | . | . | . | . | 0 | 0.632 | 0.289 | NM | 0 | 0.921 | 54 | 8 | 0 | 0 | 62 | 0 | 0 | 0 | 0 | 0
2024 | 5 | NE | 6779 | City of Fremont - (NE) | Preliminary | AC | 0.054 | 0.075 | . | . | 0.129 | 9 | 2 | . | . | 11 | 1.162 | 0.286 | . | . | 1.448 | 267 | 12 | . | . | 279 | . | . | . | . | 0 | . | . | . | . | 0 | . | . | . | . | 0 | . | . | . | . | 0 | . | . | . | . | 0 | . | . | . | . | 0 | . | . | . | . | 0 | . | . | . | . | 0 | . | . | . | . | 0 | . | . | . | . | 0 | . | . | . | . | 0 | . | . | . | . | 0 | . | . | . | . | 0 | 1.216 | 0.361 | NM | 0 | 1.577 | 276 | 14 | 0 | 0 | 290 | 0 | 0 | 0 | 0 | 0
2024 | 5 | NE | 11018 | Lincoln Electric System | Preliminary | AC | 2.894 | 0.663 | 0.005 | 0 | 3.562 | 400 | 37 | 1 | 0 | 438 | 3.364 | 0.236 | 0 | 0 | 3.6 | 600 | 42 | 0 | 0 | 642 | . | . | . | . | 0 | . | . | . | . | 0 | . | . | . | . | 0 | . | . | . | . | 0 | . | . | . | . | 0 | . | . | . | . | 0 | . | . | . | . | 0 | . | 0.002 | . | . | 0.002 | . | 1 | . | . | 1 | . | . | . | . | 0 | . | . | . | . | 0 | . | . | . | . | 0 | . | . | . | . | 0 | 6.258 | 0.901 | 0.005 | 0 | 7.164 | 1000 | 80 | 1 | 0 | 1081 | 0 | 0 | 0 | 0 | 0
2024 | 5 | NE | 11251 | Loup River Public Power Dist | Preliminary | AC | . | . | 0.792 | . | 0.792 | . | . | 45 | . | 45 | . | . | . | . | 0 | . | . | . | . | 0 | . | . | 69.634 | . | 69.634 | . | . | . | . | 0 | . | . | . | . | 0 | . | . | . | . | 0 | . | . | . | . | 0 | . | . | . | . | 0 | . | . | . | . | 0 | . | . | . | . | 0 | . | . | . | . | 0 | . | . | . | . | 0 | . | . | . | . | 0 | . | . | . | . | 0 | . | . | . | . | 0 | NM | NM | 0.792 | 0 | 0.792 | 0 | 0 | 45 | 0 | 45 | 0 | 0 | 69.634 | 0 | 69.634
2024 | 5 | NE | 12539 | Midwest Electric Member Corp - (NE) | Preliminary | AC | 0.291 | 0.058 | 0 | 0 | 0.349 | 26 | 4 | 0 | 0 | 30 | 0 | 0 | 0 | 0 | 0 | 0 | 0 | 0 | 0 | 0 | 33.36 | 5.073 | 0 | 0 | 38.433 | 0 | 0 | 0 | 0 | 0 | 0 | 0 | 0 | 0 | 0 | 0 | 0 | 0 | 0 | 0 | 0 | 0 | 0 | 0 | 0 | 0 | 0 | 0 | 0 | 0 | 0 | 0 | 0 | 0 | 0 | 0.036 | 0 | 0 | 0 | 0.036 | 2 | 0 | 0 | 0 | 2 | 0 | 0 | 0 | 0 | 0 | 0 | 0 | 0 | 0 | 0 | 0 | 0 | 0 | 0 | 0 | 0 | 0 | 0 | 0 | 0 | 0.327 | 0.058 | NM | 0 | 0.385 | 28 | 4 | 0 | 0 | 32 | 33.36 | 5.073 | 0 | 0 | 38.433
2024 | 5 | NE | 13337 | Nebraska Public Power District | Preliminary | AC | 1.461 | 0.977 | . | . | 2.438 | 190 | 60 | . | . | 250 | . | . | . | . | 0 | . | . | . | . | 0 | 70.813 | 36.816 | . | . | 107.629 | . | . | . | . | 0 | . | . | . | . | 0 | . | . | . | . | 0 | . | . | . | . | 0 | . | . | . | . | 0 | . | . | . | . | 0 | 0.025 | 0.046 | . | . | 0.071 | 4 | 14 | . | . | 18 | . | . | . | . | 0 | . | . | . | . | 0 | . | . | . | . | 0 | . | . | . | . | 0 | 1.486 | 1.023 | NM | 0 | 2.509 | 194 | 74 | 0 | 0 | 268 | 70.813 | 36.816 | 0 | 0 | 107.629
2024 | 5 | NE | 13664 | Norris Public Power District | Preliminary | DC | 1.81 | 0.317 | . | . | 2.127 | 155 | 8 | . | . | 163 | . | . | . | . | 0 | . | . | . | . | 0 | 183.22 | 31.244 | . | . | 214.464 | . | . | . | . | 0 | . | . | . | . | 0 | . | . | . | . | 0 | . | . | . | . | 0 | . | . | . | . | 0 | . | . | . | . | 0 | 0.136 | 0.056 | . | . | 0.192 | 17 | 5 | . | . | 22 | 6.847 | 0.001 | . | . | 6.848 | . | . | . | . | 0 | . | . | . | . | 0 | . | . | . | . | 0 | 1.946 | 0.373 | NM | 0 | 2.319 | 172 | 13 | 0 | 0 | 185 | 190.067 | 31.245 | 0 | 0 | 221.312
2024 | 5 | NE | 14127 | Omaha Public Power District | Preliminary | AC | 11.326 | 0.689 | . | . | 12.015 | 1573 | 42 | . | . | 1615 | . | . | . | . | 0 | . | . | . | . | 0 | 520.047 | 16.792 | . | . | 536.839 | . | . | . | . | 0 | . | . | . | . | 0 | . | . | . | . | 0 | . | . | . | . | 0 | . | . | . | . | 0 | . | . | . | . | 0 | 0.031 | 0.002 | . | . | 0.033 | 6 | 1 | . | . | 7 | 1.227 | 0 | . | . | 1.227 | . | . | . | . | 0 | . | . | . | . | 0 | . | . | . | . | 0 | 11.357 | 0.691 | NM | 0 | 12.048 | 1579 | 43 | 0 | 0 | 1622 | 521.274 | 16.792 | 0 | 0 | 538.066
2024 | 5 | NE | 17642 | Southern Public Power District | Preliminary | AC | 0.579 | 0.025 | 0 | 0 | 0.604 | 38 | 1 | 0 | 0 | 39 | 0 | 0 | 0 | 0 | 0 | 0 | 0 | 0 | 0 | 0 | 0 | 0 | 0 | 0 | 0 | 0 | 0 | 0 | 0 | 0 | 0 | 0 | 0 | 0 | 0 | 0 | 0 | 0 | 0 | 0 | 0 | 0 | 0 | 0 | 0 | 0 | 0 | 0 | 0 | 0 | 0 | 0 | 0 | 0 | 0 | 0.027 | 0 | 0 | 0 | 0.027 | 5 | 0 | 0 | 0 | 5 | 0 | 0 | 0 | 0 | 0 | 0 | 0 | 0 | 0 | 0 | 0 | 0 | 0 | 0 | 0 | 0 | 0 | 0 | 0 | 0 | 0.606 | 0.025 | NM | 0 | 0.631 | 43 | 1 | 0 | 0 | 44 | 0 | 0 | 0 | 0 | 0
2024 | 5 | NE | 27058 | High West Energy, Inc | Preliminary | DC | 0.012 | . | . | . | 0.012 | 6 | . | . | . | 6 | . | . | . | . | 0 | . | . | . | . | 0 | . | . | . | . | 0 | . | . | . | . | 0 | . | . | . | . | 0 | . | . | . | . | 0 | . | . | . | . | 0 | . | . | . | . | 0 | . | . | . | . | 0 | . | . | . | . | 0 | . | . | . | . | 0 | . | . | . | . | 0 | . | . | . | . | 0 | . | . | . | . | 0 | . | . | . | . | 0 | 0.012 | NM | NM | 0 | 0.012 | 6 | 0 | 0 | 0 | 6 | 0 | 0 | 0 | 0 | 0
2024 | 5 | NE | 40606 | City of Grand Island - (NE) | Preliminary | AC | 0.098 | 0 | 0.012 | 0 | 0.11 | 9 | 0 | 1 | 0 | 10 | . | . | . | . | 0 | . | . | . | . | 0 | . | . | . | . | 0 | . | . | . | . | 0 | . | . | . | . | 0 | . | . | . | . | 0 | . | . | . | . | 0 | . | . | . | . | 0 | . | . | . | . | 0 | . | . | . | . | 0 | . | . | . | . | 0 | . | . | . | . | 0 | . | . | . | . | 0 | . | . | . | . | 0 | . | . | . | . | 0 | 0.098 | NM | 0.012 | 0 | 0.11 | 9 | 0 | 1 | 0 | 10 | 0 | 0 | 0 | 0 | 0
2024 | 5 | NE | 99999 | Adjustment 2024 | Preliminary |  | 7.125 | 0.894 | NM | . | 8.12 | . | . | . | . | . | . | . | . | . | 0 | . | . | . | . | . | . | . | . | . | . | . | . | . | . | 0 | . | . | . | . | . | . | . | . | . | . | . | . | . | . | 0 | . | . | . | . | . | . | . | . | . | . | . | . | . | . | . | . | . | . | . | . | . | . | . | . | . | . | . | . | . | . | . | . | . | . | . | . | . | . | . | . | 7.125 | 0.894 | NM | . | 8.12 | . | . | . | . | . | . | . | . | . | .
2024 | 5 | NH | 13441 | New Hampshire Elec Coop Inc | Preliminary | AC | 14.096 | 3.598 | 1.961 | . | 19.655 | 1773 | 115 | 7 | . | 1895 | . | 1.012 | . | . | 1.012 | . | 28 | . | . | 28 | . | . | . | . | 0 | . | . | . | . | 0 | . | . | . | . | 0 | . | . | . | . | 0 | . | . | . | . | 0 | . | . | . | . | 0 | . | . | . | . | 0 | 0.086 | 0.005 | . | . | 0.091 | 28 | 2 | . | . | 30 | . | . | . | . | 0 | 0.012 | 0.004 | . | . | 0.016 | 1 | 1 | . | . | 2 | . | . | . | . | 0 | 14.194 | 4.619 | 1.961 | 0 | 20.774 | 1802 | 146 | 7 | 0 | 1955 | 0 | 0 | 0 | 0 | 0
2024 | 5 | NH | 15472 | Public Service Co of NH | Preliminary | AC | 121.254 | 56.366 | 5.214 | 0 | 182.834 | 15281 | 820 | 39 | 0 | 16140 | 0 | 0 | 0 | 0 | 0 | 0 | 0 | 0 | 0 | 0 | 0 | 0 | 0 | 0 | 0 | 0 | 0 | 0 | 0 | 0 | 0 | 0 | 0 | 0 | 0 | 0 | 0 | 0 | 0 | 0 | 0 | 0 | 0 | 0 | 0 | 0 | 0 | 0 | 0 | 0 | 0 | 0 | 0 | 0 | 0 | 0.121 | 0.13 | 0 | 0 | 0.251 | 29 | 7 | 0 | 0 | 36 | 0 | 0 | 0 | 0 | 0 | 0.093 | 20.93 | 0.215 | 0 | 21.238 | 3 | 50 | 3 | 0 | 56 | 0 | 0 | 0 | 0 | 0 | 121.468 | 77.426 | 5.429 | 0 | 204.323 | 15313 | 877 | 42 | 0 | 16232 | 0 | 0 | 0 | 0 | 0
2024 | 5 | NH | 24590 | Unitil Energy Systems | Preliminary | AC | 17.632 | 4.299 | 0.812 | . | 22.743 | 2223 | 99 | 7 | . | 2329 | 0.191 | 0.628 | . | . | 0.819 | 13 | 14 | . | . | 27 | 628.409 | 153.475 | . | . | 781.884 | 0.782 | . | . | . | 0.782 | 76 | . | . | . | 76 | 0.976 | . | . | . | 0.976 | . | . | . | . | 0 | . | . | . | . | 0 | . | . | . | . | 0 | 0.015 | . | . | . | 0.015 | 3 | . | . | . | 3 | . | . | . | . | 0 | . | 9.005 | . | . | 9.005 | . | 3 | . | . | 3 | . | . | . | . | 0 | 17.838 | 13.932 | 0.812 | 0 | 32.582 | 2239 | 116 | 7 | 0 | 2362 | 628.409 | 153.475 | 0 | 0 | 781.884
2024 | 5 | NH | 26510 | Liberty Utilities (Granite State Electric) Corp | Preliminary | AC | 12.644 | 7.431 | 0 | 0 | 20.075 | 1520 | 109 | 0 | 0 | 1629 | 0.08 | 0.309 | 0 | 0 | 0.389 | 7 | 7 | 0 | 0 | 14 | . | . | . | . | 0 | . | . | . | . | 0 | . | . | . | . | 0 | . | . | . | . | 0 | . | . | . | . | 0 | . | . | . | . | 0 | . | . | . | . | 0 | 0 | 0.006 | 0 | 0 | 0.006 | 0 | 1 | 0 | 0 | 1 | . | . | . | . | 0 | 0 | 2 | 0 | 0 | 2 | 0 | 1 | 0 | 0 | 1 | . | . | . | . | 0 | 12.724 | 9.746 | NM | 0 | 22.47 | 1527 | 118 | 0 | 0 | 1645 | 0 | 0 | 0 | 0 | 0
2024 | 5 | NH | 99999 | Adjustment 2024 | Preliminary |  | 0.977 | 0.077 | . | . | 1.054 | . | . | . | . | . | . | . | . | . | . | . | . | . | . | . | . | . | . | . | . | . | . | . | . | . | . | . | . | . | . | . | . | . | . | . | . | . | . | . | . | . | . | . | . | . | . | . | . | . | . | . | . | . | . | . | . | . | . | . | . | . | . | . | . | . | . | . | . | . | . | . | . | . | . | . | . | . | . | . | . | 0.977 | 0.077 | . | . | 1.054 | . | . | . | . | . | . | . | . | . | .
2024 | 5 | NJ | 963 | Atlantic City Electric Co | Preliminary | AC | 407.86 | 164.014 | 22.346 | 0 | 594.22 | 49673 | 1644 | 44 | 0 | 51361 | 0.439 | 0.782 | 0 | 0 | 1.221 | 347 | 29 | 0 | 0 | 376 | . | . | . | . | 0 | . | . | . | . | 0 | . | . | . | . | 0 | . | . | . | . | 0 | . | . | . | . | 0 | . | . | . | . | 0 | . | . | . | . | 0 | 0.207 | 0.04 | 0 | 0 | 0.247 | 17 | 2 | 0 | 0 | 19 | . | . | . | . | 0 | 0.06 | 0 | 0 | 0 | 0.06 | 5 | 0 | 0 | 0 | 5 | . | . | . | . | 0 | 408.566 | 164.836 | 22.346 | 0 | 595.748 | 50042 | 1675 | 44 | 0 | 51761 | 0 | 0 | 0 | 0 | 0
2024 | 5 | NJ | 9726 | Jersey Central Power & Lt Co | Preliminary | AC | 434.246 | 430.562 | 23.834 | 0 | 888.642 | 52199 | 2532 | 59 | 0 | 54790 | 0.067 | 0 | 0 | 0 | 0.067 | 1 | 0 | 0 | 0 | 1 | 0 | 0 | 0 | 0 | 0 | 12.686 | 0.132 | 0 | 0 | 12.818 | 1355 | 7 | 0 | 0 | 1362 | 0 | 0 | 0 | 0 | 0 | 0.095 | 0 | 0 | 0 | 0.095 | 9 | 0 | 0 | 0 | 9 | 0 | 0 | 0 | 0 | 0 | 0.22 | 0.057 | 0 | 0 | 0.277 | 15 | 4 | 0 | 0 | 19 | 0 | 0 | 0 | 0 | 0 | 0 | 0.74 | 0 | 0 | 0.74 | 0 | 2 | 0 | 0 | 2 | 0 | 0 | 0 | 0 | 0 | 434.533 | 431.359 | 23.834 | 0 | 889.726 | 52215 | 2538 | 59 | 0 | 54812 | 0 | 0 | 0 | 0 | 0
2024 | 5 | NJ | 15477 | Public Service Elec & Gas Co | Preliminary | DC | 544.253 | 827.329 | 92.727 | 0 | 1464.309 | 84683 | 4241 | 169 | 0 | 89093 | . | . | . | . | 0 | . | . | . | . | 0 | . | . | . | . | 0 | . | . | . | . | 0 | . | . | . | . | 0 | . | . | . | . | 0 | . | . | . | . | 0 | . | . | . | . | 0 | . | . | . | . | 0 | . | 1.514 | . | . | 1.514 | . | 4 | . | . | 4 | . | . | . | . | 0 | . | . | . | . | 0 | . | . | . | . | 0 | . | . | . | . | 0 | 544.253 | 828.843 | 92.727 | 0 | 1465.823 | 84683 | 4245 | 169 | 0 | 89097 | 0 | 0 | 0 | 0 | 0
2024 | 5 | NJ | 16213 | Rockland Electric Co | Preliminary | AC | 11.751 | 29.333 | 0.072 | 0 | 41.156 | 1321 | 159 | 1 | 0 | 1481 | 0 | 0 | 0 | 0 | 0 | 0 | 0 | 0 | 0 | 0 | . | . | . | . | 0 | 0.145 | 0 | 0 | 0 | 0.145 | 14 | 0 | 0 | 0 | 14 | 0 | 0 | 0 | 0 | 0 | 0.872 | 0 | 0 | 0 | 0.872 | 76 | 0 | 0 | 0 | 76 | 0 | 0 | 0 | 0 | 0 | 0 | 0 | 0 | 0 | 0 | 0 | 0 | 0 | 0 | 0 | . | . | . | . | 0 | 0 | 0 | 0 | 0 | 0 | 0 | 0 | 0 | 0 | 0 | . | . | . | . | 0 | 11.751 | 29.333 | 0.072 | 0 | 41.156 | 1321 | 159 | 1 | 0 | 1481 | 0 | 0 | 0 | 0 | 0
2024 | 5 | NJ | 99999 | Adjustment 2024 | Preliminary |  | -85.456 | -131.36 | -5.025 | 0 | -221.84 | . | . | . | . | . | . | . | . | . | 0 | . | . | . | . | . | . | . | . | . | . | . | . | . | . | 0 | . | . | . | . | . | . | . | . | . | . | . | . | . | . | 0 | . | . | . | . | . | . | . | . | . | . | . | . | . | . | . | . | . | . | . | . | . | . | . | . | . | . | . | . | . | . | . | . | . | . | . | . | . | . | . | . | -85.456 | -131.36 | -5.025 | 0 | -221.84 | . | . | . | . | . | . | . | . | . | .
2024 | 5 | NM | 3287 | Central Valley Elec Coop, Inc | Preliminary | AC | 0.572 | . | . | . | 0.572 | 66 | . | . | . | 66 | . | . | . | . | 0 | . | . | . | . | 0 | 31.403 | . | . | . | 31.403 | . | . | . | . | 0 | . | . | . | . | 0 | . | . | . | . | 0 | . | . | . | . | 0 | . | . | . | . | 0 | . | . | . | . | 0 | 0.001 | . | . | . | 0.001 | 1 | . | . | . | 1 | . | . | . | . | 0 | . | . | . | . | 0 | . | . | . | . | 0 | . | . | . | . | 0 | 0.573 | NM | NM | 0 | 0.573 | 67 | 0 | 0 | 0 | 67 | 31.403 | 0 | 0 | 0 | 31.403
2024 | 5 | NM | 5701 | El Paso Electric Co | Preliminary | AC | 51.44 | 7.613 | . | . | 59.053 | 9402 | 191 | . | . | 9593 | . | . | . | . | 0 | . | . | . | . | 0 | 3830.46 | 236.348 | . | . | 4066.808 | 0.967 | . | . | . | 0.967 | 109 | . | . | . | 109 | . | . | . | . | 0 | . | . | . | . | 0 | . | . | . | . | 0 | . | . | . | . | 0 | 0.007 | 0.006 | . | . | 0.013 | 3 | 2 | . | . | 5 | . | . | . | . | 0 | . | . | . | . | 0 | . | . | . | . | 0 | . | . | . | . | 0 | 51.447 | 7.619 | NM | 0 | 59.066 | 9405 | 193 | 0 | 0 | 9598 | 3830.46 | 236.348 | 0 | 0 | 4066.808
2024 | 5 | NM | 6204 | City of Farmington - (NM) | Preliminary | AC | 2.141 | 0.131 | 0 | 0 | 2.272 | 412 | 16 | 0 | 0 | 428 | . | . | . | . | 0 | . | . | . | . | 0 | 305.285 | 8.593 | 0 | 0 | 313.878 | . | . | . | . | 0 | . | . | . | . | 0 | . | . | . | . | 0 | . | . | . | . | 0 | . | . | . | . | 0 | . | . | . | . | 0 | . | . | . | . | 0 | . | . | . | . | 0 | . | . | . | . | 0 | . | . | . | . | 0 | . | . | . | . | 0 | . | . | . | . | 0 | 2.141 | 0.131 | NM | 0 | 2.272 | 412 | 16 | 0 | 0 | 428 | 305.285 | 8.593 | 0 | 0 | 313.878
2024 | 5 | NM | 11204 | Los Alamos County | Preliminary | DC | 2.679 | 0.714 | . | . | 3.393 | 459 | 32 | . | . | 491 | . | . | . | . | 0 | . | . | . | . | 0 | 12.559 | 0 | . | . | 12.559 | . | . | . | . | 0 | . | . | . | . | 0 | . | . | . | . | 0 | . | . | . | . | 0 | . | . | . | . | 0 | . | . | . | . | 0 | . | . | . | . | 0 | . | . | . | . | 0 | . | . | . | . | 0 | . | . | . | . | 0 | . | . | . | . | 0 | . | . | . | . | 0 | 2.679 | 0.714 | NM | 0 | 3.393 | 459 | 32 | 0 | 0 | 491 | 12.559 | 0 | 0 | 0 | 12.559
2024 | 5 | NM | 15473 | Public Service Co of NM | Preliminary | DC | 268.71 | 89.09 | . | . | 357.8 | 43214 | 1166 | . | . | 44380 | . | . | . | . | 0 | . | . | . | . | 0 | . | . | . | . | 0 | . | . | . | . | 0 | . | . | . | . | 0 | . | . | . | . | 0 | . | . | . | . | 0 | . | . | . | . | 0 | . | . | . | . | 0 | 0.009 | 0.015 | . | . | 0.024 | 3 | 3 | . | . | 6 | . | . | . | . | 0 | . | . | . | . | 0 | . | . | . | . | 0 | . | . | . | . | 0 | 268.719 | 89.105 | NM | 0 | 357.824 | 43217 | 1169 | 0 | 0 | 44386 | 0 | 0 | 0 | 0 | 0
2024 | 5 | NM | 17718 | Southwestern Public Service Co | Preliminary | DC | 19.901 | 7.588 | 0.493 | . | 27.982 | 2082 | 107 | 6 | . | 2195 | . | . | . | . | 0 | . | . | . | . | 0 | . | . | . | . | 0 | . | . | . | . | 0 | . | . | . | . | 0 | . | . | . | . | 0 | . | . | . | . | 0 | . | . | . | . | 0 | . | . | . | . | 0 | . | . | . | . | 0 | . | . | . | . | 0 | . | . | . | . | 0 | . | . | . | . | 0 | . | . | . | . | 0 | . | . | . | . | 0 | 19.901 | 7.588 | 0.493 | 0 | 27.982 | 2082 | 107 | 6 | 0 | 2195 | 0 | 0 | 0 | 0 | 0
2024 | 5 | NM | 99999 | Adjustment 2024 | Preliminary |  | -20.933 | -10.095 | NM | . | -30.673 | . | . | . | . | . | . | . | . | . | 0 | . | . | . | . | . | . | . | . | . | . | . | . | . | . | 0 | . | . | . | . | . | . | . | . | . | . | . | . | . | . | 0 | . | . | . | . | . | . | . | . | . | . | . | . | . | . | . | . | . | . | . | . | . | . | . | . | . | . | . | . | . | . | . | . | . | . | . | . | . | . | . | . | -20.933 | -10.095 | NM | . | -30.673 | . | . | . | . | . | . | . | . | . | .
2024 | 5 | NV | 2008 | City of Boulder City - (NV) | Preliminary | DC | 1.218 | 1.106 | 0 | 0 | 2.324 | 144 | 11 | 0 | 0 | 155 | . | . | . | . | 0 | . | . | . | . | 0 | . | . | . | . | 0 | . | . | . | . | 0 | . | . | . | . | 0 | . | . | . | . | 0 | . | . | . | . | 0 | . | . | . | . | 0 | . | . | . | . | 0 | . | . | . | . | 0 | . | . | . | . | 0 | . | . | . | . | 0 | . | . | . | . | 0 | . | . | . | . | 0 | . | . | . | . | 0 | 1.218 | 1.106 | NM | 0 | 2.324 | 144 | 11 | 0 | 0 | 155 | 0 | 0 | 0 | 0 | 0
2024 | 5 | NV | 13073 | Mt Wheeler Power, Inc | Preliminary | AC | 0.061 | 0.157 | . | . | 0.218 | 14 | 6 | . | . | 20 | . | . | . | . | 0 | . | . | . | . | 0 | . | . | . | . | 0 | . | . | . | . | 0 | . | . | . | . | 0 | . | . | . | . | 0 | . | . | . | . | 0 | . | . | . | . | 0 | . | . | . | . | 0 | . | 0.011 | . | . | 0.011 | . | 1 | . | . | 1 | . | . | . | . | 0 | . | . | . | . | 0 | . | . | . | . | 0 | . | . | . | . | 0 | 0.061 | 0.168 | NM | 0 | 0.229 | 14 | 7 | 0 | 0 | 21 | 0 | 0 | 0 | 0 | 0
2024 | 5 | NV | 13407 | Nevada Power Co | Preliminary | AC | 832.004 | 31.253 | 33.259 | 0 | 896.516 | 108697 | 546 | 117 | 0 | 109360 | . | . | . | . | 0 | . | . | . | . | 0 | . | . | . | . | 0 | 15.004 | 0.005 | 0.163 | 0 | 15.172 | 1900 | 1 | 1 | 0 | 1902 | 38.473 | 0.01 | 0.84 | 0 | 39.323 | . | . | . | . | 0 | . | . | . | . | 0 | . | . | . | . | 0 | 0.016 | 0.008 | 0.002 | 0 | 0.026 | 2 | 3 | 1 | 0 | 6 | . | . | . | . | 0 | . | . | . | . | 0 | . | . | . | . | 0 | . | . | . | . | 0 | 832.02 | 31.261 | 33.261 | 0 | 896.542 | 108699 | 549 | 118 | 0 | 109366 | 0 | 0 | 0 | 0 | 0
2024 | 5 | NV | 17166 | Sierra Pacific Power Co | Preliminary | AC | 80.864 | 34.681 | 1.073 | . | 116.618 | 13065 | 447 | 5 | . | 13517 | . | . | . | . | 0 | . | . | . | . | 0 | . | . | . | . | 0 | 7.603 | 0.047 | . | . | 7.65 | 976 | 4 | . | . | 980 | 18.935 | 0.101 | . | . | 19.036 | . | . | . | . | 0 | . | . | . | . | 0 | . | . | . | . | 0 | 0.307 | 9.474 | 0.007 | . | 9.788 | 49 | 89 | 1 | . | 139 | . | . | . | . | 0 | 0.05 | 0.108 | 0.05 | . | 0.208 | 1 | 2 | 1 | . | 4 | . | . | . | . | 0 | 81.221 | 44.263 | 1.13 | 0 | 126.614 | 13115 | 538 | 7 | 0 | 13660 | 0 | 0 | 0 | 0 | 0
2024 | 5 | NV | 19840 | Valley Electric Assn, Inc | Preliminary | DC | 20.675 | 0.181 | 0 | 0 | 20.856 | 2075 | 20 | 0 | 0 | 2095 | 0 | 0 | 0 | 0 | 0 | 0 | 0 | 0 | 0 | 0 | 2647.235 | 13.084 | 0 | 0 | 2660.319 | 0 | 0 | 0 | 0 | 0 | 0 | 0 | 0 | 0 | 0 | 0 | 0 | 0 | 0 | 0 | 0 | 0 | 0 | 0 | 0 | 0 | 0 | 0 | 0 | 0 | 0 | 0 | 0 | 0 | 0 | 0.018 | 0.002 | 0 | 0 | 0.02 | 8 | 1 | 0 | 0 | 9 | 0.014 | 0.001 | 0 | 0 | 0.015 | 0.075 | 0.006 | 0 | 0 | 0.081 | 9 | 1 | 0 | 0 | 10 | 6.266 | 0.024 | 0 | 0 | 6.29 | 20.768 | 0.189 | NM | 0 | 20.957 | 2092 | 22 | 0 | 0 | 2114 | 2653.515 | 13.109 | 0 | 0 | 2666.624
2024 | 5 | NV | 99999 | Adjustment 2024 | Preliminary |  | -0.047 | -0.126 | 0 | 0 | -0.174 | . | . | . | . | . | 0 | 0 | 0 | 0 | 0 | . | . | . | . | . | . | . | . | . | . | 0 | 0 | 0 | 0 | 0 | . | . | . | . | . | . | . | . | . | . | 0 | 0 | 0 | 0 | 0 | . | . | . | . | . | . | . | . | . | . | . | . | . | . | . | . | . | . | . | . | . | . | . | . | . | . | . | . | . | . | . | . | . | . | . | . | . | . | . | . | -0.047 | -0.126 | NM | 0 | -0.174 | . | . | . | . | . | . | . | . | . | .
2024 | 5 | NY | 3249 | Central Hudson Gas & Elec Corp | Preliminary | AC | 123.185 | 203.363 | . | . | 326.548 | 15255 | 741 | . | . | 15996 | . | . | . | . | 0 | . | . | . | . | 0 | . | . | . | . | 0 | . | . | . | . | 0 | . | . | . | . | 0 | . | . | . | . | 0 | . | . | . | . | 0 | . | . | . | . | 0 | . | . | . | . | 0 | 0.143 | 0.016 | . | . | 0.159 | 13 | 2 | . | . | 15 | . | . | . | . | 0 | . | . | . | . | 0 | . | . | . | . | 0 | . | . | . | . | 0 | 123.328 | 203.379 | NM | 0 | 326.707 | 15268 | 743 | 0 | 0 | 16011 | 0 | 0 | 0 | 0 | 0
2024 | 5 | NY | 4226 | Consolidated Edison Co-NY Inc | Preliminary | AC | 363.099 | 114.345 | . | . | 477.444 | 64115 | 3428 | . | . | 67543 | . | 107.782 | . | . | 107.782 | . | 773 | . | . | 773 | . | . | . | . | 0 | 4.133 | 10.35 | . | . | 14.483 | 507 | 26 | . | . | 533 | 10.477 | 49.689 | . | . | 60.166 | 0.212 | 13.298 | . | . | 13.51 | 26 | 12 | . | . | 38 | 0.5 | 13.509 | . | . | 14.009 | . | 0.143 | . | . | 0.143 | . | 6 | . | . | 6 | . | . | . | . | 0 | 0.015 | 39.122 | . | . | 39.137 | 3 | 41 | . | . | 44 | . | . | . | . | 0 | 363.114 | 261.392 | NM | 0 | 624.506 | 64118 | 4248 | 0 | 0 | 68366 | 0 | 0 | 0 | 0 | 0
2024 | 5 | NY | 11171 | Long Island Power Authority | Preliminary | AC | 597.938 | 98.382 | . | . | 696.32 | 84302 | 1676 | . | . | 85978 | . | 10.635 | . | . | 10.635 | . | 44 | . | . | 44 | . | . | . | . | 0 | 15.728 | 0.638 | . | . | 16.366 | 1827 | 9 | . | . | 1836 | . | . | . | . | 0 | . | . | . | . | 0 | . | . | . | . | 0 | . | . | . | . | 0 | 0.024 | 0.356 | . | . | 0.38 | 5 | 16 | . | . | 21 | . | . | . | . | 0 | 3.282 | 22.207 | . | . | 25.489 | 338 | 47 | . | . | 385 | . | . | . | . | 0 | 601.244 | 131.58 | NM | 0 | 732.824 | 84645 | 1783 | 0 | 0 | 86428 | 0 | 0 | 0 | 0 | 0
2024 | 5 | NY | 13511 | New York State Elec & Gas Corp | Preliminary | AC | 85.67 | 568.388 | . | . | 654.058 | 10443 | 1220 | . | . | 11663 | 0.154 | 439.189 | . | . | 439.343 | 4 | 246 | . | . | 250 | . | . | . | . | 0 | 6.145 | 27.388 | . | . | 33.533 | 459 | 10 | . | . | 469 | . | . | . | . | 0 | 0.323 | 0.42 | . | . | 0.743 | 39 | 4 | . | . | 43 | . | . | . | . | 0 | 0.649 | 0.756 | . | . | 1.405 | 77 | 28 | . | . | 105 | . | . | . | . | 0 | . | 10.897 | . | . | 10.897 | . | 28 | . | . | 28 | . | . | . | . | 0 | 86.473 | 1019.23 | NM | 0 | 1105.703 | 10524 | 1522 | 0 | 0 | 12046 | 0 | 0 | 0 | 0 | 0
2024 | 5 | NY | 13573 | Niagara Mohawk Power Corp. | Preliminary | AC | 191.503 | 317.298 | 9.422 | 0 | 518.223 | 24471 | 2280 | 29 | 0 | 26780 | 0.011 | 1002.396 | 0 | 0 | 1002.407 | 1 | 299 | 0 | 0 | 300 | 0 | 0 | 0 | 0 | 0 | 0.027 | 0 | 0 | 0 | 0.027 | 4 | 0 | 0 | 0 | 4 | 0 | 0 | 0 | 0 | 0 | 0 | 0 | 0 | 0 | 0 | 0 | 0 | 0 | 0 | 0 | 0 | 0 | 0 | 0 | 0 | 2.408 | 4.001 | 0.15 | 0 | 6.559 | 195 | 63 | 2 | 0 | 260 | 0 | 0 | 0 | 0 | 0 | 0.115 | 19.222 | 1.155 | 0 | 20.492 | 24 | 51 | 3 | 0 | 78 | 0 | 0 | 0 | 0 | 0 | 194.037 | 1342.917 | 10.727 | 0 | 1547.681 | 24691 | 2693 | 34 | 0 | 27418 | 0 | 0 | 0 | 0 | 0
2024 | 5 | NY | 14154 | Orange & Rockland Utils Inc | Preliminary | AC | 95.366 | 103.814 | 6.428 | 0 | 205.608 | 12423 | 207 | 6 | 0 | 12636 | 0 | 16.651 | 0 | 0 | 16.651 | 0 | 34 | 0 | 0 | 34 | . | . | . | . | 0 | 5.668 | 15.91 | 0 | 0 | 21.578 | 678 | 7 | 0 | 0 | 685 | 4.854 | 7.99 | 0 | 0 | 12.844 | 0.055 | 15 | 0 | 0 | 15.055 | 4 | 4 | 0 | 0 | 8 | 0.05 | 12 | 0 | 0 | 12.05 | 0 | 0.012 | 0 | 0 | 0.012 | 0 | 2 | 0 | 0 | 2 | . | . | . | . | 0 | 0 | 0.02 | 0 | 0 | 0.02 | 0 | 1 | 0 | 0 | 1 | . | . | . | . | 0 | 95.366 | 120.497 | 6.428 | 0 | 222.291 | 12423 | 244 | 6 | 0 | 12673 | 0 | 0 | 0 | 0 | 0
2024 | 5 | NY | 16183 | Rochester Gas & Electric Corp | Preliminary | AC | 20.759 | 173.1 | . | . | 193.859 | 2593 | 252 | . | . | 2845 | 0.044 | 24.302 | . | . | 24.346 | 6 | 378 | . | . | 384 | . | . | . | . | 0 | . | 1 | . | . | 1 | . | 1 | . | . | 1 | . | . | . | . | 0 | . | . | . | . | 0 | . | . | . | . | 0 | . | . | . | . | 0 | 0.074 | 0.88 | . | . | 0.954 | 12 | 5 | . | . | 17 | . | . | . | . | 0 | 0.731 | 1.464 | . | . | 2.195 | 64 | 3 | . | . | 67 | . | . | . | . | 0 | 21.608 | 199.746 | NM | 0 | 221.354 | 2675 | 638 | 0 | 0 | 3313 | 0 | 0 | 0 | 0 | 0
2024 | 5 | NY | 66101 | FirstEnergy Pennsylvania Electric Co | Preliminary | AC | 0.087 | 0.001 | 0 | 0 | 0.088 | 11 | 1 | 0 | 0 | 12 | 0 | 0 | 0 | 0 | 0 | 0 | 0 | 0 | 0 | 0 | 0 | 0 | 0 | 0 | 0 | 0 | 0 | 0 | 0 | 0 | 0 | 0 | 0 | 0 | 0 | 0 | 0 | 0 | 0 | 0 | 0 | 0 | 0 | 0 | 0 | 0 | 0 | 0 | 0 | 0 | 0 | 0 | 0 | 0 | 0 | 0 | 0.004 | 0 | 0 | 0.004 | 0 | 1 | 0 | 0 | 1 | 0 | 0 | 0 | 0 | 0 | 0 | 0 | 0 | 0 | 0 | 0 | 0 | 0 | 0 | 0 | 0 | 0 | 0 | 0 | 0 | 0.087 | 0.005 | NM | 0 | 0.092 | 11 | 2 | 0 | 0 | 13 | 0 | 0 | 0 | 0 | 0
2024 | 5 | NY | 99999 | Adjustment 2024 | Preliminary |  | 0.486 | 0.023 | 0.029 | . | 0.538 | . | . | . | . | . | . | . | . | . | . | . | . | . | . | . | . | . | . | . | . | . | . | . | . | . | . | . | . | . | . | . | . | . | . | . | . | . | . | . | . | . | . | . | . | . | . | . | . | . | . | . | . | . | . | . | . | . | . | . | . | . | . | . | . | . | . | . | . | . | . | . | . | . | . | . | . | . | . | . | . | 0.486 | 0.023 | 0.029 | . | 0.538 | . | . | . | . | . | . | . | . | . | .
2024 | 5 | OH | 3542 | Duke Energy Ohio Inc | Preliminary | AC | 37.778 | 20.293 | 1.171 | . | 59.242 | 4909 | 233 | 20 | . | 5162 | . | . | . | . | 0 | . | . | . | . | 0 | . | . | . | . | 0 | . | . | . | . | 0 | . | . | . | . | 0 | . | . | . | . | 0 | . | . | . | . | 0 | . | . | . | . | 0 | . | . | . | . | 0 | 0.037 | 0 | 0 | . | 0.037 | 8 | 0 | 0 | . | 8 | . | . | . | . | 0 | . | . | . | . | 0 | . | . | . | . | 0 | . | . | . | . | 0 | 37.815 | 20.293 | 1.171 | 0 | 59.279 | 4917 | 233 | 20 | 0 | 5170 | 0 | 0 | 0 | 0 | 0
2024 | 5 | OH | 3755 | Cleveland Electric Illum Co | Preliminary | AC | 14.581 | 12.124 | 0.721 | 0 | 27.426 | 2079 | 140 | 7 | 0 | 2226 | 0 | 0 | 0 | 0 | 0 | 0 | 0 | 0 | 0 | 0 | 0 | 0 | 0 | 0 | 0 | 1.595 | 1.011 | 0.109 | 0 | 2.715 | 246 | 3 | 1 | 0 | 250 | 0 | 0 | 0 | 0 | 0 | 0 | 0 | 0 | 0 | 0 | 0 | 0 | 0 | 0 | 0 | 0 | 0 | 0 | 0 | 0 | 0.021 | 3.215 | 1.225 | 0 | 4.461 | 5 | 16 | 2 | 0 | 23 | 0 | 0 | 0 | 0 | 0 | 0 | 0 | 0 | 0 | 0 | 0 | 0 | 0 | 0 | 0 | 0 | 0 | 0 | 0 | 0 | 14.602 | 15.339 | 1.946 | 0 | 31.887 | 2084 | 156 | 9 | 0 | 2249 | 0 | 0 | 0 | 0 | 0
2024 | 5 | OH | 4922 | Dayton Power & Light Co | Preliminary | AC | 2.602 | 7.285 | . | . | 9.887 | 388 | 76 | . | . | 464 | . | . | . | . | 0 | . | . | . | . | 0 | . | . | . | . | 0 | . | . | . | . | 0 | . | . | . | . | 0 | . | . | . | . | 0 | . | . | . | . | 0 | . | . | . | . | 0 | . | . | . | . | 0 | 0.099 | 4.668 | . | . | 4.767 | 20 | 10 | . | . | 30 | . | . | . | . | 0 | . | 0.575 | . | . | 0.575 | . | 1 | . | . | 1 | . | . | . | . | 0 | 2.701 | 12.528 | NM | 0 | 15.229 | 408 | 87 | 0 | 0 | 495 | 0 | 0 | 0 | 0 | 0
2024 | 5 | OH | 13998 | Ohio Edison Co | Preliminary | AC | 27.306 | 28.036 | 1.717 | 0 | 57.059 | 3319 | 159 | 5 | 0 | 3483 | 0 | 0 | 0 | 0 | 0 | 0 | 0 | 0 | 0 | 0 | 0 | 0 | 0 | 0 | 0 | 4.683 | 0.303 | 0 | 0 | 4.986 | 526 | 4 | 0 | 0 | 530 | 0 | 0 | 0 | 0 | 0 | 0 | 0 | 0 | 0 | 0 | 0 | 0 | 0 | 0 | 0 | 0 | 0 | 0 | 0 | 0 | 0.758 | 1.783 | 1.05 | 0 | 3.591 | 73 | 34 | 3 | 0 | 110 | 0 | 0 | 0 | 0 | 0 | 0 | 0.915 | 0 | 0 | 0.915 | 0 | 4 | 0 | 0 | 4 | 0 | 0 | 0 | 0 | 0 | 28.064 | 30.734 | 2.767 | 0 | 61.565 | 3392 | 197 | 8 | 0 | 3597 | 0 | 0 | 0 | 0 | 0
2024 | 5 | OH | 14006 | Ohio Power Co | Preliminary | AC | 66.64 | 64.848 | 6.005 | . | 137.493 | 9578 | 500 | 41 | . | 10119 | . | . | . | . | 0 | . | . | . | . | 0 | 5323.895 | 3337.26 | 182.071 | . | 8843.226 | 3.353 | 0.732 | . | . | 4.085 | 732 | 10 | . | . | 742 | 8.174 | 1.122 | . | . | 9.296 | . | . | . | . | 0 | . | . | . | . | 0 | . | . | . | . | 0 | 0.299 | 2.018 | 25.733 | . | 28.05 | 56 | 22 | 7 | . | 85 | 2.872 | 5.082 | 403.2 | . | 411.154 | . | 3.105 | 1 | . | 4.105 | . | 7 | 1 | . | 8 | . | . | . | . | 0 | 66.939 | 69.971 | 32.738 | 0 | 169.648 | 9634 | 529 | 49 | 0 | 10212 | 5326.767 | 3342.342 | 585.271 | 0 | 9254.38
2024 | 5 | OH | 18997 | The Toledo Edison Co | Preliminary | AC | 4.379 | 14.762 | 24.056 | 0 | 43.197 | 578 | 84 | 17 | 0 | 679 | 0 | 0 | 0 | 0 | 0 | 0 | 0 | 0 | 0 | 0 | 0 | 0 | 0 | 0 | 0 | 0.383 | 0 | 0 | 0 | 0.383 | 47 | 0 | 0 | 0 | 47 | 0 | 0 | 0 | 0 | 0 | 0 | 0 | 0 | 0 | 0 | 0 | 0 | 0 | 0 | 0 | 0 | 0 | 0 | 0 | 0 | 0.273 | 3.345 | 4.5 | 0 | 8.118 | 41 | 20 | 1 | 0 | 62 | 0 | 0 | 0 | 0 | 0 | 0 | 0.78 | 2.8 | 0 | 3.58 | 0 | 4 | 1 | 0 | 5 | 0 | 0 | 0 | 0 | 0 | 4.652 | 18.887 | 31.356 | 0 | 54.895 | 619 | 108 | 19 | 0 | 746 | 0 | 0 | 0 | 0 | 0
2024 | 5 | OH | 99999 | Adjustment 2024 | Preliminary |  | 52.074 | 18.133 | 0.792 | . | 70.999 | . | . | . | . | . | . | . | . | . | . | . | . | . | . | . | . | . | . | . | . | . | . | . | . | . | . | . | . | . | . | . | . | . | . | . | . | . | . | . | . | . | . | . | . | . | . | . | . | . | . | . | . | . | . | . | . | . | . | . | . | . | . | . | . | . | . | . | . | . | . | . | . | . | . | . | . | . | . | . | . | 52.074 | 18.133 | 0.792 | . | 70.999 | . | . | . | . | . | . | . | . | . | .
2024 | 5 | OK | 817 | Arkansas Valley Elec Coop Corp | Preliminary | AC | 0.38 | . | . | . | 0.38 | 40 | . | . | . | 40 | . | . | . | . | 0 | . | . | . | . | 0 | 27.523 | . | . | . | 0 | . | . | . | . | 0 | . | . | . | . | 0 | . | . | . | . | 0 | . | . | . | . | 0 | . | . | . | . | 0 | . | . | . | . | 0 | . | . | . | . | 0 | . | . | . | . | 0 | . | . | . | . | 0 | . | . | . | . | 0 | . | . | . | . | 0 | . | . | . | . | 0 | 0.38 | NM | NM | 0 | 0.38 | 40 | 0 | 0 | 0 | 40 | 27.523 | 0 | 0 | 0 | 27.523
2024 | 5 | OK | 5860 | Empire District Electric Co | Preliminary | DC | 0.414 | 0.023 | 0 | 0 | 0.437 | 33 | 1 | 0 | 0 | 34 | . | . | . | . | 0 | . | . | . | . | 0 | 15.203 | 0 | 0 | 0 | 15.203 | . | . | . | . | 0 | . | . | . | . | 0 | . | . | . | . | 0 | . | . | . | . | 0 | . | . | . | . | 0 | . | . | . | . | 0 | . | . | . | . | 0 | . | . | . | . | 0 | . | . | . | . | 0 | . | . | . | . | 0 | . | . | . | . | 0 | . | . | . | . | 0 | 0.414 | 0.023 | NM | 0 | 0.437 | 33 | 1 | 0 | 0 | 34 | 15.203 | 0 | 0 | 0 | 15.203
2024 | 5 | OK | 13734 | Northeast Oklahoma Electric Co | Preliminary | AC | 1.856 | 0.981 | 0 | 0 | 2.837 | 208 | 15 | 0 | 0 | 223 | . | . | . | . | 0 | . | . | . | . | 0 | 143.828 | 53.264 | 0 | 0 | 197.092 | . | . | . | . | 0 | . | . | . | . | 0 | . | . | . | . | 0 | . | . | . | . | 0 | . | . | . | . | 0 | . | . | . | . | 0 | 0.01 | 0 | 0 | 0 | 0.01 | 1 | 0 | 0 | 0 | 1 | 0 | 0 | 0 | 0 | 0 | . | . | . | . | 0 | . | . | . | . | 0 | . | . | . | . | 0 | 1.866 | 0.981 | NM | 0 | 2.847 | 209 | 15 | 0 | 0 | 224 | 143.828 | 53.264 | 0 | 0 | 197.092
2024 | 5 | OK | 14062 | Oklahoma Electric Coop Inc | Preliminary | AC | 6.758 | 0.26 | . | . | 7.018 | 774 | 8 | . | . | 782 | . | . | . | . | 0 | . | . | . | . | 0 | . | . | . | . | 0 | . | . | . | . | 0 | . | . | . | . | 0 | . | . | . | . | 0 | . | . | . | . | 0 | . | . | . | . | 0 | . | . | . | . | 0 | 0.122 | . | . | . | 0.122 | 14 | . | . | . | 14 | . | . | . | . | 0 | . | . | 0.013 | . | 0.013 | . | . | 3 | . | 3 | . | . | . | . | 0 | 6.88 | 0.26 | 0.013 | 0 | 7.153 | 788 | 8 | 3 | 0 | 799 | 0 | 0 | 0 | 0 | 0
2024 | 5 | OK | 14063 | Oklahoma Gas & Electric Co | Preliminary | AC | 55.026 | 11.09 | 0.488 | 0 | 66.604 | 7827 | 204 | 4 | 0 | 8035 | 10.32 | 14.75 | 0.636 | 0 | 25.706 | 2909 | 1771 | 23 | 0 | 4703 | 0 | 0 | 0 | 0 | 0 | 0 | 0 | 0 | 0 | 0 | 0 | 0 | 0 | 0 | 0 | 0 | 0 | 0 | 0 | 0 | 0 | 0 | 0 | 0 | 0 | 0 | 0 | 0 | 0 | 0 | 0 | 0 | 0 | 0 | 0 | 0.125 | 0.405 | 0 | 0 | 0.53 | 20 | 7 | 0 | 0 | 27 | 0 | 0 | 0 | 0 | 0 | 0 | 0 | 0 | 0 | 0 | 0 | 0 | 0 | 0 | 0 | 0 | 0 | 0 | 0 | 0 | 65.471 | 26.245 | 1.124 | 0 | 92.84 | 10756 | 1982 | 27 | 0 | 12765 | 0 | 0 | 0 | 0 | 0
2024 | 5 | OK | 15474 | Public Service Co of Oklahoma | Preliminary | AC | 25.18 | 1.527 | 0.863 | . | 27.57 | 3708 | 69 | 5 | . | 3782 | . | . | . | . | 0 | . | . | . | . | 0 | 2360.623 | 85.316 | 9.185 | . | 2455.124 | 1.318 | 0.015 | . | . | 1.333 | 192 | 1 | . | . | 193 | 3.056 | 0.027 | . | . | 3.083 | 0.021 | . | . | . | 0.021 | 3 | . | . | . | 3 | 0.048 | . | . | . | 0.048 | 0.029 | . | . | . | 0.029 | 9 | . | . | . | 9 | 0.709 | . | . | . | 0.709 | 0.01 | . | . | . | 0.01 | 1 | . | . | . | 1 | 1.328 | . | . | . | 1.328 | 25.219 | 1.527 | 0.863 | 0 | 27.609 | 3718 | 69 | 5 | 0 | 3792 | 2362.66 | 85.316 | 9.185 | 0 | 2457.161
2024 | 5 | OK | 19785 | Verdigris Valley Elec Coop Inc | Preliminary | AC | 2 | . | . | . | 2 | 212 | . | . | . | 212 | . | . | . | . | 0 | . | . | . | . | 0 | . | . | . | . | 0 | . | . | . | . | 0 | . | . | . | . | 0 | . | . | . | . | 0 | . | . | . | . | 0 | . | . | . | . | 0 | . | . | . | . | 0 | . | . | . | . | 0 | . | . | . | . | 0 | . | . | . | . | 0 | . | . | . | . | 0 | . | . | . | . | 0 | . | . | . | . | 0 | 2 | NM | NM | 0 | 2 | 212 | 0 | 0 | 0 | 212 | 0 | 0 | 0 | 0 | 0
2024 | 5 | OK | 99999 | Adjustment 2024 | Preliminary |  | 8.001 | 1.283 | 0 | 0 | 9.284 | . | . | . | . | . | . | . | . | . | 0 | . | . | . | . | . | . | . | . | . | . | . | . | . | . | 0 | . | . | . | . | . | . | . | . | . | . | . | . | . | . | 0 | . | . | . | . | . | . | . | . | . | . | . | . | . | . | . | . | . | . | . | . | . | . | . | . | . | . | . | . | . | . | . | . | . | . | . | . | . | . | . | . | 8.001 | 1.283 | NM | 0 | 9.284 | . | . | . | . | . | . | . | . | . | .
2024 | 5 | OR | 6022 | City of Eugene - (OR) | Preliminary | AC | 7.553 | 2.082 | . | . | 9.635 | 1129 | 102 | . | . | 1231 | . | . | . | . | 0 | . | . | . | . | 0 | . | . | . | . | 0 | . | . | . | . | 0 | . | . | . | . | 0 | . | . | . | . | 0 | . | . | . | . | 0 | . | . | . | . | 0 | . | . | . | . | 0 | . | . | . | . | 0 | . | . | . | . | 0 | . | . | . | . | 0 | . | . | . | . | 0 | . | . | . | . | 0 | . | . | . | . | 0 | 7.553 | 2.082 | NM | 0 | 9.635 | 1129 | 102 | 0 | 0 | 1231 | 0 | 0 | 0 | 0 | 0
2024 | 5 | OR | 9191 | Idaho Power Co | Preliminary | DC | 1.897 | 0.423 | 1.312 | . | 3.632 | 218 | 17 | 22 | . | 257 | . | . | . | . | 0 | . | . | . | . | 0 | . | . | . | . | 0 | . | . | . | . | 0 | . | . | . | . | 0 | . | . | . | . | 0 | . | . | . | . | 0 | . | . | . | . | 0 | . | . | . | . | 0 | 0.004 | . | . | . | 0.004 | 2 | . | . | . | 2 | . | . | . | . | 0 | . | . | . | . | 0 | . | . | . | . | 0 | . | . | . | . | 0 | 1.901 | 0.423 | 1.312 | 0 | 3.636 | 220 | 17 | 22 | 0 | 259 | 0 | 0 | 0 | 0 | 0
2024 | 5 | OR | 14354 | PacifiCorp | Preliminary | DC | 139.059 | 53.469 | 5 | 0 | 197.528 | 17961 | 1150 | 178 | 0 | 19289 | . | . | . | . | 0 | . | . | . | . | 0 | . | . | . | . | 0 | 6.653 | 0.372 | 0 | 0 | 7.025 | 623 | 14 | 0 | 0 | 637 | 19.466 | 0.594 | 0 | 0 | 20.06 | 0.039 | 0 | 0 | 0 | 0.039 | 4 | 0 | 0 | 0 | 4 | 0.096 | 0 | 0 | 0 | 0.096 | 0.078 | 0.087 | 0 | 0 | 0.165 | 18 | 9 | 0 | 0 | 27 | . | . | . | . | 0 | 0.142 | 2.761 | 0 | 0 | 2.903 | 9 | 16 | 0 | 0 | 25 | . | . | . | . | 0 | 139.279 | 56.317 | 5 | 0 | 200.596 | 17988 | 1175 | 178 | 0 | 19341 | 0 | 0 | 0 | 0 | 0
2024 | 5 | OR | 15248 | Portland General Electric Co | Preliminary | DC | 189.646 | 49.302 | 12.919 | . | 251.867 | 25647 | 1015 | 70 | . | 26732 | . | . | . | . | 0 | . | . | . | . | 0 | . | . | . | . | 0 | . | . | . | . | 0 | . | . | . | . | 0 | . | . | . | . | 0 | . | . | . | . | 0 | . | . | . | . | 0 | . | . | . | . | 0 | 0.289 | 0.382 | . | . | 0.671 | 31 | 11 | . | . | 42 | . | . | . | . | 0 | 0.013 | 1.359 | 4.439 | . | 5.811 | 2 | 7 | 5 | . | 14 | . | . | . | . | 0 | 189.948 | 51.043 | 17.358 | 0 | 258.349 | 25680 | 1033 | 75 | 0 | 26788 | 0 | 0 | 0 | 0 | 0
2024 | 5 | OR | 18260 | Surprise Valley Electrification | Preliminary | AC | 0.073 | 0.015 | 0 | 0 | 0.088 | 6 | 1 | 0 | 0 | 7 | . | . | . | . | 0 | . | . | . | . | 0 | . | . | . | . | 0 | . | . | . | . | 0 | . | . | . | . | 0 | . | . | . | . | 0 | . | . | . | . | 0 | . | . | . | . | 0 | . | . | . | . | 0 | . | . | . | . | 0 | . | . | . | . | 0 | . | . | . | . | 0 | . | . | . | . | 0 | . | . | . | . | 0 | . | . | . | . | 0 | 0.073 | 0.015 | NM | 0 | 0.088 | 6 | 1 | 0 | 0 | 7 | 0 | 0 | 0 | 0 | 0
2024 | 5 | OR | 28541 | Clatskanie Peoples Util Dist | Preliminary | AC | 0.118 | . | . | . | 0.118 | 16 | . | . | . | 16 | . | . | . | . | 0 | . | . | . | . | 0 | . | . | . | . | 0 | . | . | . | . | 0 | . | . | . | . | 0 | . | . | . | . | 0 | . | . | . | . | 0 | . | . | . | . | 0 | . | . | . | . | 0 | . | . | . | . | 0 | . | . | . | . | 0 | . | . | . | . | 0 | 0.003 | . | . | . | 0.003 | 1 | . | . | . | 1 | . | . | . | . | 0 | 0.121 | NM | NM | 0 | 0.121 | 17 | 0 | 0 | 0 | 17 | 0 | 0 | 0 | 0 | 0
2024 | 5 | OR | 40437 | Emerald People's Utility Dist | Preliminary | AC | 1.74 | 0.253 | . | . | 1.993 | 244 | 23 | . | . | 267 | 0.17 | . | . | . | 0.17 | 99 | . | . | . | 99 | . | . | . | . | 0 | . | . | . | . | 0 | . | . | . | . | 0 | . | . | . | . | 0 | . | . | . | . | 0 | . | . | . | . | 0 | . | . | . | . | 0 | . | . | . | . | 0 | . | . | . | . | 0 | . | . | . | . | 0 | . | . | . | . | 0 | . | . | . | . | 0 | . | . | . | . | 0 | 1.91 | 0.253 | NM | 0 | 2.163 | 343 | 23 | 0 | 0 | 366 | 0 | 0 | 0 | 0 | 0
2024 | 5 | OR | 99999 | Adjustment 2024 | Preliminary |  | -42.321 | -14.519 | -3.013 | 0 | -59.853 | . | . | . | . | . | . | . | . | . | 0 | . | . | . | . | . | . | . | . | . | . | -1.16 | -0.065 | 0 | 0 | -1.225 | . | . | . | . | . | . | . | . | . | . | -0.007 | 0 | 0 | 0 | -0.007 | . | . | . | . | . | . | . | . | . | . | . | . | . | . | . | . | . | . | . | . | . | . | . | . | . | . | . | . | . | . | . | . | . | . | . | . | . | . | . | . | -42.321 | -14.519 | -3.013 | 0 | -59.853 | . | . | . | . | . | . | . | . | . | .
2024 | 5 | PA | 3597 | Citizens Electric Co - (PA) | Preliminary | AC | 0.857 | 2.61 | 0.841 | . | 4.308 | 67 | 12 | 3 | . | 82 | . | . | . | . | 0 | . | . | . | . | 0 | . | . | . | . | 0 | . | . | . | . | 0 | . | . | . | . | 0 | . | . | . | . | 0 | . | . | . | . | 0 | . | . | . | . | 0 | . | . | . | . | 0 | . | . | . | . | 0 | . | . | . | . | 0 | . | . | . | . | 0 | . | . | . | . | 0 | . | . | . | . | 0 | . | . | . | . | 0 | 0.857 | 2.61 | 0.841 | 0 | 4.308 | 67 | 12 | 3 | 0 | 82 | 0 | 0 | 0 | 0 | 0
2024 | 5 | PA | 5487 | Duquesne Light Co | Preliminary | AC | 56.062 | 24.905 | 1.292 | . | 82.259 | 8088 | 162 | 4 | . | 8254 | 0.2 | 5.74 | . | . | 5.94 | 14 | 16 | . | . | 30 | . | . | . | . | 0 | . | . | . | . | 0 | . | . | . | . | 0 | . | . | . | . | 0 | . | . | . | . | 0 | . | . | . | . | 0 | . | . | . | . | 0 | 0.067 | 0.02 | . | . | 0.087 | 13 | 4 | . | . | 17 | . | . | . | . | 0 | 0.004 | 0.49 | . | . | 0.494 | 1 | 5 | . | . | 6 | . | . | . | . | 0 | 56.333 | 31.155 | 1.292 | 0 | 88.78 | 8116 | 187 | 4 | 0 | 8307 | 0 | 0 | 0 | 0 | 0
2024 | 5 | PA | 14715 | PPL Electric Utilities Corp | Preliminary | AC | 231.382 | 126.07 | 19.373 | . | 376.825 | 25235 | 1028 | 64 | . | 26327 | 1.129 | 13.859 | . | . | 14.988 | 49 | 135 | . | . | 184 | . | . | . | . | 0 | . | . | . | . | 0 | . | . | . | . | 0 | . | . | . | . | 0 | . | . | . | . | 0 | . | . | . | . | 0 | . | . | . | . | 0 | 0.313 | 0.129 | . | . | 0.442 | 97 | 20 | . | . | 117 | . | . | . | . | 0 | 0.143 | 35.445 | 2.429 | . | 38.017 | 8 | 38 | 2 | . | 48 | . | . | . | . | 0 | 232.967 | 175.503 | 21.802 | 0 | 430.272 | 25389 | 1221 | 66 | 0 | 26676 | 0 | 0 | 0 | 0 | 0
2024 | 5 | PA | 14940 | PECO Energy Co | Preliminary | AC | 131.146 | 25.629 | 25.22 | . | 181.995 | 18915 | 378 | 44 | . | 19337 | 1.05 | 1.94 | . | . | 2.99 | 62 | 44 | . | . | 106 | . | . | . | . | 0 | . | . | . | . | 0 | . | . | . | . | 0 | . | . | . | . | 0 | . | . | . | . | 0 | . | . | . | . | 0 | . | . | . | . | 0 | . | . | . | . | 0 | . | . | . | . | 0 | . | . | . | . | 0 | . | . | . | . | 0 | . | . | . | . | 0 | . | . | . | . | 0 | 132.196 | 27.569 | 25.22 | 0 | 184.985 | 18977 | 422 | 44 | 0 | 19443 | 0 | 0 | 0 | 0 | 0
2024 | 5 | PA | 15045 | Pike County Light & Power Co | Preliminary | AC | 0.318 | 0.02 | 0 | 0 | 0.338 | 30 | 1 | 0 | 0 | 31 | . | . | . | . | 0 | . | . | . | . | 0 | . | . | . | . | 0 | . | . | . | . | 0 | . | . | . | . | 0 | . | . | . | . | 0 | . | . | . | . | 0 | . | . | . | . | 0 | . | . | . | . | 0 | . | . | . | . | 0 | . | . | . | . | 0 | . | . | . | . | 0 | . | . | . | . | 0 | . | . | . | . | 0 | . | . | . | . | 0 | 0.318 | 0.02 | NM | 0 | 0.338 | 30 | 1 | 0 | 0 | 31 | 0 | 0 | 0 | 0 | 0
2024 | 5 | PA | 19390 | UGI Utilities, Inc | Preliminary | AC | 1.873 | 0.225 | 0.12 | 0 | 2.218 | 211 | 10 | 2 | 0 | 223 | 0.159 | 0.26 | 0 | 0 | 0.419 | 12 | 3 | 0 | 0 | 15 | 0 | 0 | 0 | 0 | 0 | 0 | 0.026 | 0 | 0 | 0.026 | 0 | 1 | 0 | 0 | 1 | 0 | 0.04 | 0 | 0 | 0.04 | 0 | 0 | 0 | 0 | 0 | 0 | 0 | 0 | 0 | 0 | 0 | 0 | 0 | 0 | 0 | 0.017 | 0 | 0 | 0 | 0.017 | 5 | 0 | 0 | 0 | 5 | 0 | 0 | 0 | 0 | 0 | 0.02 | 0 | 0 | 0 | 0.02 | 1 | 0 | 0 | 0 | 1 | 0 | 0 | 0 | 0 | 0 | 2.069 | 0.485 | 0.12 | 0 | 2.674 | 229 | 13 | 2 | 0 | 244 | 0 | 0 | 0 | 0 | 0
2024 | 5 | PA | 20334 | Wellsborough Electric Co | Preliminary | AC | 0.144 | 0.125 | 1.125 | 0 | 1.394 | 18 | 5 | 1 | 0 | 24 | 0 | 0 | 0 | 0 | 0 | 0 | 0 | 0 | 0 | 0 | 0 | 0 | 0 | 0 | 0 | 0 | 0 | 0 | 0 | 0 | 0 | 0 | 0 | 0 | 0 | 0 | 0 | 0 | 0 | 0 | 0 | 0 | 0 | 0 | 0 | 0 | 0 | 0 | 0 | 0 | 0 | 0 | 0 | 0 | 0 | 0.015 | 0.002 | 0 | 0 | 0.017 | 3 | 1 | 0 | 0 | 4 | 0 | 0 | 0 | 0 | 0 | 0 | 0 | 0 | 0 | 0 | 0 | 0 | 0 | 0 | 0 | 0 | 0 | 0 | 0 | 0 | 0.159 | 0.127 | 1.125 | 0 | 1.411 | 21 | 6 | 1 | 0 | 28 | 0 | 0 | 0 | 0 | 0
2024 | 5 | PA | 66101 | FirstEnergy Pennsylvania Electric Co | Preliminary | AC | 173.849 | 50.375 | 22.875 | 0 | 247.099 | 19062 | 679 | 53 | 0 | 19794 | 2.279 | 10.631 | 6.584 | 0 | 19.494 | 146 | 115 | 6 | 0 | 267 | 0 | 0 | 0 | 0 | 0 | 10.108 | 0.055 | 0 | 0 | 10.163 | 1217 | 9 | 0 | 0 | 1226 | 0 | 0 | 0 | 0 | 0 | 0.035 | 0 | 0 | 0 | 0.035 | 3 | 0 | 0 | 0 | 3 | 0 | 0 | 0 | 0 | 0 | 0.377 | 0.265 | 0.003 | 0 | 0.645 | 94 | 27 | 1 | 0 | 122 | 0 | 0 | 0 | 0 | 0 | 0.029 | 8.002 | 17.473 | 0 | 25.504 | 7 | 19 | 11 | 0 | 37 | 0 | 0 | 0 | 0 | 0 | 176.534 | 69.273 | 46.935 | 0 | 292.742 | 19309 | 840 | 71 | 0 | 20220 | 0 | 0 | 0 | 0 | 0
2024 | 5 | PA | 99999 | Adjustment 2024 | Preliminary |  | 112.137 | 52.47 | 9.734 | . | 174.341 | . | . | . | . | . | . | . | . | . | . | . | . | . | . | . | . | . | . | . | . | . | . | . | . | . | . | . | . | . | . | . | . | . | . | . | . | . | . | . | . | . | . | . | . | . | . | . | . | . | . | . | . | . | . | . | . | . | . | . | . | . | . | . | . | . | . | . | . | . | . | . | . | . | . | . | . | . | . | . | . | 112.137 | 52.47 | 9.734 | . | 174.341 | . | . | . | . | . | . | . | . | . | .
2024 | 5 | RI | 1857 | Block Island Utility District | Preliminary | AC | 0.44 | 0.03 | 0 | 0 | 0.47 | 54 | 5 | 0 | 0 | 59 | . | . | . | . | 0 | . | . | . | . | 0 | . | . | . | . | 0 | . | . | . | . | 0 | . | . | . | . | 0 | . | . | . | . | 0 | . | . | . | . | 0 | . | . | . | . | 0 | . | . | . | . | 0 | . | . | . | . | 0 | . | . | . | . | 0 | . | . | . | . | 0 | . | . | . | . | 0 | . | . | . | . | 0 | . | . | . | . | 0 | 0.44 | 0.03 | NM | 0 | 0.47 | 54 | 5 | 0 | 0 | 59 | 0 | 0 | 0 | 0 | 0
2024 | 5 | RI | 13214 | The Narragansett Electric Co | Preliminary | AC | 104.728 | 315.504 | 5.604 | . | 425.836 | 15123 | 535 | 30 | . | 15688 | 0.01 | 9.504 | . | . | 9.514 | 1 | 4 | . | . | 5 | . | . | . | . | 0 | 0.071 | . | . | . | 0.071 | 10 | . | . | . | 10 | 0.087 | . | . | . | 0.087 | . | . | . | . | 0 | . | . | . | . | 0 | . | . | . | . | 0 | 0.093 | 26.875 | . | . | 26.968 | 20 | 24 | . | . | 44 | . | . | . | . | 0 | . | 2.93 | . | . | 2.93 | . | 4 | . | . | 4 | . | . | . | . | 0 | 104.831 | 354.813 | 5.604 | 0 | 465.248 | 15144 | 567 | 30 | 0 | 15741 | 0 | 0 | 0 | 0 | 0
2024 | 5 | RI | 14537 | Pascoag Utility District | Preliminary | AC | 0.032 | . | . | . | 0.032 | 7 | . | . | . | 7 | . | . | . | . | 0 | . | . | . | . | 0 | 4.083 | . | . | . | 0 | . | . | . | . | 0 | . | . | . | . | 0 | . | . | . | . | 0 | . | . | . | . | 0 | . | . | . | . | 0 | . | . | . | . | 0 | . | . | . | . | 0 | . | . | . | . | 0 | . | . | . | . | 0 | . | . | . | . | 0 | . | . | . | . | 0 | . | . | . | . | 0 | 0.032 | NM | NM | 0 | 0.032 | 7 | 0 | 0 | 0 | 7 | 4.083 | 0 | 0 | 0 | 4.083
2024 | 5 | RI | 99999 | Adjustment 2024 | Preliminary |  | . | . | . | . | . | . | . | . | . | . | . | . | . | . | . | . | . | . | . | . | . | . | . | . | . | . | . | . | . | . | . | . | . | . | . | . | . | . | . | . | . | . | . | . | . | . | . | . | . | . | . | . | . | . | . | . | . | . | . | . | . | . | . | . | . | . | . | . | . | . | . | . | . | . | . | . | . | . | . | . | . | . | . | . | . | . | . | . | . | . | . | . | . | . | . | . | . | . | . | .
2024 | 5 | SC | 1613 | Berkeley Electric Coop Inc | Preliminary | AC | 11.441 | 0.29 | . | . | 11.731 | 1792 | 8 | . | . | 1800 | . | . | . | . | 0 | . | . | . | . | 0 | . | . | . | . | 0 | . | . | . | . | 0 | . | . | . | . | 0 | . | . | . | . | 0 | . | . | . | . | 0 | . | . | . | . | 0 | . | . | . | . | 0 | . | . | . | . | 0 | . | . | . | . | 0 | . | . | . | . | 0 | . | . | . | . | 0 | . | . | . | . | 0 | . | . | . | . | 0 | 11.441 | 0.29 | NM | 0 | 11.731 | 1792 | 8 | 0 | 0 | 1800 | 0 | 0 | 0 | 0 | 0
2024 | 5 | SC | 3046 | Duke Energy Progress - (NC) | Preliminary | AC | 18.243 | 3.432 | 5.269 | 0 | 26.944 | 2273 | 71 | 11 | 0 | 2355 | . | . | . | . | 0 | . | . | . | . | 0 | . | . | . | . | 0 | . | . | . | . | 0 | . | . | . | . | 0 | . | . | . | . | 0 | . | . | . | . | 0 | . | . | . | . | 0 | . | . | . | . | 0 | . | . | . | . | 0 | . | . | . | . | 0 | . | . | . | . | 0 | . | . | . | . | 0 | . | . | . | . | 0 | . | . | . | . | 0 | 18.243 | 3.432 | 5.269 | 0 | 26.944 | 2273 | 71 | 11 | 0 | 2355 | 0 | 0 | 0 | 0 | 0
2024 | 5 | SC | 5416 | Duke Energy Carolinas, LLC | Preliminary | AC | 98.072 | 20.277 | 12.424 | . | 130.773 | 12163 | 381 | 31 | . | 12575 | . | . | . | . | 0 | . | . | . | . | 0 | . | . | . | . | 0 | . | . | . | . | 0 | . | . | . | . | 0 | . | . | . | . | 0 | . | . | . | . | 0 | . | . | . | . | 0 | . | . | . | . | 0 | 0 | 0.001 | 0 | . | 0.001 | 0 | 1 | 0 | . | 1 | . | . | . | . | 0 | . | . | . | . | 0 | . | . | . | . | 0 | . | . | . | . | 0 | 98.072 | 20.278 | 12.424 | 0 | 130.774 | 12163 | 382 | 31 | 0 | 12576 | 0 | 0 | 0 | 0 | 0
2024 | 5 | SC | 14398 | Palmetto Electric Coop Inc | Preliminary | DC | 2.083 | 0.534 | . | . | 2.617 | 237 | 12 | . | . | 249 | 0.24 | . | . | . | 0.24 | 89 | . | . | . | 89 | 42.24 | . | . | . | 42.24 | 0.463 | . | . | . | 0.463 | 38 | . | . | . | 38 | 0.893 | . | . | . | 0.893 | . | . | . | . | 0 | . | . | . | . | 0 | . | . | . | . | 0 | . | . | . | . | 0 | . | . | . | . | 0 | . | . | . | . | 0 | . | . | . | . | 0 | . | . | . | . | 0 | . | . | . | . | 0 | 2.323 | 0.534 | NM | 0 | 2.857 | 326 | 12 | 0 | 0 | 338 | 42.24 | 0 | 0 | 0 | 42.24
2024 | 5 | SC | 17539 | Dominion Energy South Carolina, Inc | Preliminary | AC | 113.555 | 20.99 | 2.056 | . | 136.601 | 15760 | 248 | 7 | . | 16015 | . | . | . | . | 0 | . | . | . | . | 0 | 7755.628 | 1167.933 | 73.28 | . | 8996.841 | 4.455 | 0.036 | . | . | 4.491 | 600 | 5 | . | . | 605 | 10.365 | 0.096 | . | . | 10.461 | . | . | . | . | 0 | . | . | . | . | 0 | . | . | . | . | 0 | . | . | . | . | 0 | . | . | . | . | 0 | . | . | . | . | 0 | . | . | . | . | 0 | . | . | . | . | 0 | . | . | . | . | 0 | 113.555 | 20.99 | 2.056 | 0 | 136.601 | 15760 | 248 | 7 | 0 | 16015 | 7755.628 | 1167.933 | 73.28 | 0 | 8996.841
2024 | 5 | SC | 17543 | South Carolina Public Service Authority | Preliminary | AC | 12.24 | . | . | . | 12.24 | 1767 | . | . | . | 1767 | . | . | . | . | 0 | . | . | . | . | 0 | . | . | . | . | 0 | . | . | . | . | 0 | . | . | . | . | 0 | . | . | . | . | 0 | . | . | . | . | 0 | . | . | . | . | 0 | . | . | . | . | 0 | . | . | . | . | 0 | . | . | . | . | 0 | . | . | . | . | 0 | . | . | . | . | 0 | . | . | . | . | 0 | . | . | . | . | 0 | 12.24 | NM | NM | 0 | 12.24 | 1767 | 0 | 0 | 0 | 1767 | 0 | 0 | 0 | 0 | 0
2024 | 5 | SC | 99999 | Adjustment 2024 | Preliminary |  | 55.827 | 4.174 | . | . | 60.001 | . | . | . | . | . | -0.042 | . | . | . | -0.042 | . | . | . | . | . | . | . | . | . | . | -0.081 | . | . | . | -0.081 | . | . | . | . | . | . | . | . | . | . | . | . | . | . | 0 | . | . | . | . | . | . | . | . | . | . | . | . | . | . | . | . | . | . | . | . | . | . | . | . | . | . | . | . | . | . | . | . | . | . | . | . | . | . | . | . | 55.785 | 4.174 | . | . | 59.959 | . | . | . | . | . | . | . | . | . | .
2024 | 5 | SD | 1769 | Black Hills Electric Coop, Inc | Preliminary | AC | 0.587 | 0.059 | 0 | 0 | 0.646 | 73 | 3 | 0 | 0 | 76 | 0 | 0 | 0 | 0 | 0 | 0 | 0 | 0 | 0 | 0 | 40.347 | 1 | 0 | 0 | 41.347 | 0 | 0 | 0 | 0 | 0 | 0 | 0 | 0 | 0 | 0 | 0 | 0 | 0 | 0 | 0 | 0 | 0 | 0 | 0 | 0 | 0 | 0 | 0 | 0 | 0 | 0 | 0 | 0 | 0 | 0 | 0.002 | 0 | 0 | 0 | 0.002 | 1 | 0 | 0 | 0 | 1 | 0.15 | 0 | 0 | 0 | 0.15 | 0 | 0 | 0 | 0 | 0 | 0 | 0 | 0 | 0 | 0 | 0 | 0 | 0 | 0 | 0 | 0.589 | 0.059 | NM | 0 | 0.648 | 74 | 3 | 0 | 0 | 77 | 40.497 | 1 | 0 | 0 | 41.497
2024 | 5 | SD | 14232 | Otter Tail Power Co | Preliminary | AC | 0.01 | 0.04 | 0 | 0 | 0.05 | 1 | 2 | 0 | 0 | 3 | 0 | 0 | 0 | 0 | 0 | 0 | 0 | 0 | 0 | 0 | 0.96 | 1.269 | 0 | 0 | 2.229 | 0 | 0 | 0 | 0 | 0 | 0 | 0 | 0 | 0 | 0 | 0 | 0 | 0 | 0 | 0 | 0 | 0 | 0 | 0 | 0 | 0 | 0 | 0 | 0 | 0 | 0 | 0 | 0 | 0 | 0 | 0.023 | 0.092 | 0 | 0 | 0.115 | 2 | 2 | 0 | 0 | 4 | 0 | 0.25 | 0 | 0 | 0.25 | 0 | 0 | 0 | 0 | 0 | 0 | 0 | 0 | 0 | 0 | 0 | 0 | 0 | 0 | 0 | 0.033 | 0.132 | NM | 0 | 0.165 | 3 | 4 | 0 | 0 | 7 | 0.96 | 1.519 | 0 | 0 | 2.479
2024 | 5 | SD | 17267 | Sioux Valley SW Elec Coop | Preliminary | DC | 0.274 | 0.078 | . | . | 0.352 | 26 | 6 | . | . | 32 | . | . | . | . | 0 | . | . | . | . | 0 | 18.635 | 1.88 | . | . | 20.515 | . | . | . | . | 0 | . | . | . | . | 0 | . | . | . | . | 0 | . | . | . | . | 0 | . | . | . | . | 0 | . | . | . | . | 0 | 0.013 | . | . | . | 0.013 | 3 | . | . | . | 3 | 0.481 | . | . | . | 0.481 | . | . | . | . | 0 | . | . | . | . | 0 | . | . | . | . | 0 | 0.287 | 0.078 | NM | 0 | 0.365 | 29 | 6 | 0 | 0 | 35 | 19.116 | 1.88 | 0 | 0 | 20.996
2024 | 5 | SD | 19293 | Southeastern Electric Coop Inc - (SD) | Preliminary | AC | 0.115 | 0.034 | . | . | 0.149 | 14 | 4 | . | . | 18 | . | . | . | . | 0 | . | . | . | . | 0 | 10.506 | 0.819 | . | . | 11.325 | . | . | . | . | 0 | . | . | . | . | 0 | . | . | . | . | 0 | . | . | . | . | 0 | . | . | . | . | 0 | . | . | . | . | 0 | . | . | . | . | 0 | . | . | . | . | 0 | . | . | . | . | 0 | . | . | . | . | 0 | . | . | . | . | 0 | . | . | . | . | 0 | 0.115 | 0.034 | NM | 0 | 0.149 | 14 | 4 | 0 | 0 | 18 | 10.506 | 0.819 | 0 | 0 | 11.325
2024 | 5 | SD | 19545 | Black Hills Power, Inc. | Preliminary | DC | 1.299 | 0.702 | . | . | 2.001 | 209 | 19 | . | . | 228 | . | . | . | . | 0 | . | . | . | . | 0 | . | . | . | . | 0 | . | . | . | . | 0 | . | . | . | . | 0 | . | . | . | . | 0 | . | . | . | . | 0 | . | . | . | . | 0 | . | . | . | . | 0 | 0.011 | 0.012 | . | . | 0.023 | 4 | 4 | . | . | 8 | . | . | . | . | 0 | . | . | . | . | 0 | . | . | . | . | 0 | . | . | . | . | 0 | 1.31 | 0.714 | NM | 0 | 2.024 | 213 | 23 | 0 | 0 | 236 | 0 | 0 | 0 | 0 | 0
2024 | 5 | SD | 20401 | West River Electric Assn Inc | Preliminary | DC | 0.745 | 0.717 | . | . | 1.462 | 93 | 1 | . | . | 94 | . | . | . | . | 0 | . | . | . | . | 0 | 53.173 | 0.5 | . | . | 53.673 | . | . | . | . | 0 | . | . | . | . | 0 | . | . | . | . | 0 | . | . | . | . | 0 | . | . | . | . | 0 | . | . | . | . | 0 | 0.022 | 0.01 | . | . | 0.032 | 7 | 1 | . | . | 8 | 0.453 | 0.397 | . | . | 0.85 | . | . | . | . | 0 | . | . | . | . | 0 | . | . | . | . | 0 | 0.767 | 0.727 | NM | 0 | 1.494 | 100 | 2 | 0 | 0 | 102 | 53.626 | 0.897 | 0 | 0 | 54.523
2024 | 5 | SD | 99999 | Adjustment 2024 | Preliminary |  | -0.404 | -0.261 | . | . | -0.665 | . | . | . | . | . | . | . | . | . | 0 | . | . | . | . | . | . | . | . | . | . | . | . | . | . | 0 | . | . | . | . | . | . | . | . | . | . | . | . | . | . | 0 | . | . | . | . | . | . | . | . | . | . | . | . | . | . | . | . | . | . | . | . | . | . | . | . | . | . | . | . | . | . | . | . | . | . | . | . | . | . | . | . | -0.404 | -0.261 | . | . | -0.665 | . | . | . | . | . | . | . | . | . | .
2024 | 5 | TN | 10331 | Kingsport Power Co | Preliminary | AC | 0.565 | 0.425 | . | . | 0.99 | 83 | 12 | . | . | 95 | . | . | . | . | 0 | . | . | . | . | 0 | 28.483 | 39.224 | . | . | 67.707 | 0.206 | . | . | . | 0.206 | 33 | . | . | . | 33 | 0.404 | . | . | . | 0.404 | . | . | . | . | 0 | . | . | . | . | 0 | . | . | . | . | 0 | . | . | . | . | 0 | . | . | . | . | 0 | . | . | . | . | 0 | . | . | . | . | 0 | . | . | . | . | 0 | . | . | . | . | 0 | 0.565 | 0.425 | NM | 0 | 0.99 | 83 | 12 | 0 | 0 | 95 | 28.483 | 39.224 | 0 | 0 | 67.707
2024 | 5 | TN | 99999 | Adjustment 2024 | Preliminary |  | . | . | . | . | . | . | . | . | . | . | . | . | . | . | . | . | . | . | . | . | . | . | . | . | . | . | . | . | . | . | . | . | . | . | . | . | . | . | . | . | . | . | . | . | . | . | . | . | . | . | . | . | . | . | . | . | . | . | . | . | . | . | . | . | . | . | . | . | . | . | . | . | . | . | . | . | . | . | . | . | . | . | . | . | . | . | . | . | . | . | . | . | . | . | . | . | . | . | . | .
2024 | 5 | TX | 5701 | El Paso Electric Co | Preliminary | AC | 127.593 | 6.739 | . | . | 134.332 | 24349 | 169 | . | . | 24518 | 4.691 | 0.295 | . | . | 4.986 | 2204 | 58 | . | . | 2262 | 9179.777 | 232.828 | . | . | 9412.605 | 1.475 | 0.008 | . | . | 1.483 | 179 | 1 | . | . | 180 | . | . | . | . | 0 | . | . | . | . | 0 | . | . | . | . | 0 | . | . | . | . | 0 | 0.008 | 0.048 | . | . | 0.056 | 2 | 4 | . | . | 6 | . | . | . | . | 0 | . | . | . | . | 0 | . | . | . | . | 0 | . | . | . | . | 0 | 132.292 | 7.082 | NM | 0 | 139.374 | 26555 | 231 | 0 | 0 | 26786 | 9179.777 | 232.828 | 0 | 0 | 9412.605
2024 | 5 | TX | 16604 | City of San Antonio - (TX) | Preliminary | DC | 377.917 | 118.763 | . | . | 496.68 | 44669 | 876 | . | . | 45545 | . | . | . | . | 0 | . | . | . | . | 0 | . | . | . | . | 0 | . | . | . | . | 0 | . | . | . | . | 0 | . | . | . | . | 0 | . | . | . | . | 0 | . | . | . | . | 0 | . | . | . | . | 0 | . | . | . | . | 0 | . | . | . | . | 0 | . | . | . | . | 0 | . | . | . | . | 0 | . | . | . | . | 0 | . | . | . | . | 0 | 377.917 | 118.763 | NM | 0 | 496.68 | 44669 | 876 | 0 | 0 | 45545 | 0 | 0 | 0 | 0 | 0
2024 | 5 | TX | 55937 | Entergy Texas Inc. | Preliminary | DC | 48.88 | 1.05 | 0.256 | . | 50.186 | 4992 | 42 | 13 | . | 5047 | . | . | . | . | 0 | . | . | . | . | 0 | . | . | . | . | 0 | . | . | . | . | 0 | . | . | . | . | 0 | . | . | . | . | 0 | . | . | . | . | 0 | . | . | . | . | 0 | . | . | . | . | 0 | 0.004 | 0 | 0 | . | 0.004 | 2 | 0 | 0 | . | 2 | . | . | . | . | 0 | 0 | 0 | 0 | . | 0 | 0 | 0 | 0 | . | 0 | . | . | . | . | 0 | 48.884 | 1.05 | 0.256 | 0 | 50.19 | 4994 | 42 | 13 | 0 | 5049 | 0 | 0 | 0 | 0 | 0
2024 | 5 | TX | 65610 | Ammper Power LLC | Preliminary | AC | 0 | 0.2 | 0 | 0 | 0.2 | 0 | 2 | 0 | 0 | 2 | 0 | 0 | 0 | 0 | 0 | 0 | 0 | 0 | 0 | 0 | 0 | 6.3 | 0 | 0 | 6.3 | 0 | 0 | 0 | 0 | 0 | 0 | 0 | 0 | 0 | 0 | 0 | 0 | 0 | 0 | 0 | 0 | 0 | 0 | 0 | 0 | 0 | 0 | 0 | 0 | 0 | 0 | 0 | 0 | 0 | 0 | 0 | 0 | 0 | 0 | 0 | 0 | 0 | 0 | 0 | 0 | 0 | 0 | 0 | 0 | 0 | 0 | 0.4 | 0 | 0 | 0.4 | 0 | 1 | 0 | 0 | 1 | 0 | 1.72 | 0 | 0 | 1.72 | NM | 0.6 | NM | 0 | 0.6 | 0 | 3 | 0 | 0 | 3 | 0 | 8.02 | 0 | 0 | 8.02
2024 | 5 | TX | 99999 | Adjustment 2024 | Preliminary |  | 352.896 | 113.71 | NM | . | 471.451 | . | . | . | . | . | . | . | . | . | 0 | . | . | . | . | . | . | . | . | . | . | . | . | . | . | 0 | . | . | . | . | . | . | . | . | . | . | . | . | . | . | 0 | . | . | . | . | . | . | . | . | . | . | . | . | . | . | . | . | . | . | . | . | . | . | . | . | . | . | . | . | . | . | . | . | . | . | . | . | . | . | . | . | 352.896 | 113.71 | NM | . | 471.451 | . | . | . | . | . | . | . | . | . | .
2024 | 5 | UT | 2010 | City of Bountiful | Preliminary | DC | 1.855 | 0.086 | . | . | 1.941 | 266 | 6 | . | . | 272 | . | . | . | . | 0 | . | . | . | . | 0 | . | . | . | . | 0 | . | . | . | . | 0 | . | . | . | . | 0 | . | . | . | . | 0 | . | . | . | . | 0 | . | . | . | . | 0 | . | . | . | . | 0 | . | . | . | . | 0 | . | . | . | . | 0 | . | . | . | . | 0 | . | . | . | . | 0 | . | . | . | . | 0 | . | . | . | . | 0 | 1.855 | 0.086 | NM | 0 | 1.941 | 266 | 6 | 0 | 0 | 272 | 0 | 0 | 0 | 0 | 0
2024 | 5 | UT | 11135 | City of Logan - (UT) | Preliminary | DC | 3.828 | 1.424 | 0 | 0 | 5.252 | 986 | 41 | 0 | 0 | 1027 | . | . | . | . | 0 | . | . | . | . | 0 | . | . | . | . | 0 | . | . | . | . | 0 | . | . | . | . | 0 | . | . | . | . | 0 | . | . | . | . | 0 | . | . | . | . | 0 | . | . | . | . | 0 | . | . | . | . | 0 | . | . | . | . | 0 | . | . | . | . | 0 | . | . | . | . | 0 | . | . | . | . | 0 | . | . | . | . | 0 | 3.828 | 1.424 | NM | 0 | 5.252 | 986 | 41 | 0 | 0 | 1027 | 0 | 0 | 0 | 0 | 0
2024 | 5 | UT | 12866 | Moon Lake Electric Assn Inc | Preliminary | AC | 0.639 | 0.046 | 0 | 0 | 0.685 | 80 | 4 | 0 | 0 | 84 | 0 | 0 | 0 | 0 | 0 | 0 | 0 | 0 | 0 | 0 | 0 | 0 | 0 | 0 | 0 | . | . | . | . | 0 | . | . | . | . | 0 | . | . | . | . | 0 | . | . | . | . | 0 | . | . | . | . | 0 | . | . | . | . | 0 | . | . | . | . | 0 | . | . | . | . | 0 | . | . | . | . | 0 | . | . | . | . | 0 | . | . | . | . | 0 | . | . | . | . | 0 | 0.639 | 0.046 | NM | 0 | 0.685 | 80 | 4 | 0 | 0 | 84 | 0 | 0 | 0 | 0 | 0
2024 | 5 | UT | 14354 | PacifiCorp | Preliminary | DC | 491.054 | 92.409 | 10.771 | 0 | 594.234 | 69151 | 1425 | 102 | 0 | 70678 | . | . | . | . | 0 | . | . | . | . | 0 | . | . | . | . | 0 | 56.933 | 1.536 | 0 | 0 | 58.469 | 6880 | 35 | 0 | 0 | 6915 | 142.207 | 3.569 | 0 | 0 | 145.776 | 0.054 | 0 | 0 | 0 | 0.054 | 5 | 0 | 0 | 0 | 5 | 0.123 | 0 | 0 | 0 | 0.123 | 0.15 | 0.031 | 0 | 0 | 0.181 | 45 | 9 | 0 | 0 | 54 | . | . | . | . | 0 | 0.117 | 0.363 | 0.011 | 0 | 0.491 | 19 | 11 | 2 | 0 | 32 | . | . | . | . | 0 | 491.321 | 92.803 | 10.782 | 0 | 594.906 | 69215 | 1445 | 104 | 0 | 70764 | 0 | 0 | 0 | 0 | 0
2024 | 5 | UT | 15444 | Provo City Corp | Preliminary | AC | 8.191 | 0.477 | 0 | 0 | 8.668 | 1193 | 20 | 0 | 0 | 1213 | . | . | . | . | 0 | . | . | . | . | 0 | 781.903 | 22.788 | 0 | 0 | 804.691 | . | . | . | . | 0 | . | . | . | . | 0 | . | . | . | . | 0 | . | . | . | . | 0 | . | . | . | . | 0 | . | . | . | . | 0 | . | . | . | . | 0 | . | . | . | . | 0 | . | . | . | . | 0 | . | . | . | . | 0 | . | . | . | . | 0 | . | . | . | . | 0 | 8.191 | 0.477 | NM | 0 | 8.668 | 1193 | 20 | 0 | 0 | 1213 | 781.903 | 22.788 | 0 | 0 | 804.691
2024 | 5 | UT | 17845 | City of Springville - (UT) | Preliminary | AC | 1.872 | 0.587 | . | . | 2.459 | 285 | 3 | . | . | 288 | . | . | . | . | 0 | . | . | . | . | 0 | . | . | . | . | 0 | . | . | . | . | 0 | . | . | . | . | 0 | . | . | . | . | 0 | . | . | . | . | 0 | . | . | . | . | 0 | . | . | . | . | 0 | 0.003 | . | . | . | 0.003 | 1 | . | . | . | 1 | . | . | . | . | 0 | . | . | . | . | 0 | . | . | . | . | 0 | . | . | . | . | 0 | 1.875 | 0.587 | NM | 0 | 2.462 | 286 | 3 | 0 | 0 | 289 | 0 | 0 | 0 | 0 | 0
2024 | 5 | UT | 17874 | City of St George | Preliminary | DC | 6.637 | 1.523 | 0 | 0 | 8.16 | 812 | 32 | 0 | 0 | 844 | . | . | . | . | 0 | . | . | . | . | 0 | . | . | . | . | 0 | . | . | . | . | 0 | . | . | . | . | 0 | . | . | . | . | 0 | . | . | . | . | 0 | . | . | . | . | 0 | . | . | . | . | 0 | . | . | . | . | 0 | . | . | . | . | 0 | . | . | . | . | 0 | . | . | . | . | 0 | . | . | . | . | 0 | . | . | . | . | 0 | 6.637 | 1.523 | NM | 0 | 8.16 | 812 | 32 | 0 | 0 | 844 | 0 | 0 | 0 | 0 | 0
2024 | 5 | UT | 18206 | Strawberry Electric Serv Dist | Preliminary | AC | 1.56 | 0.03 | . | . | 1.59 | 220 | 3 | . | . | 223 | . | . | . | . | 0 | . | . | . | . | 0 | 145.405 | 2.355 | . | . | 147.76 | . | . | . | . | 0 | . | . | . | . | 0 | . | . | . | . | 0 | . | . | . | . | 0 | . | . | . | . | 0 | . | . | . | . | 0 | 0.026 | . | . | . | 0.026 | 10 | . | . | . | 10 | 0 | . | . | . | 0 | . | . | . | . | 0 | . | . | . | . | 0 | . | . | . | . | 0 | 1.586 | 0.03 | NM | 0 | 1.616 | 230 | 3 | 0 | 0 | 233 | 145.405 | 2.355 | 0 | 0 | 147.76
2024 | 5 | UT | 99999 | Adjustment 2024 | Preliminary |  | -61.968 | -13.008 | -1.878 | 0 | -76.855 | . | . | . | . | . | . | . | . | . | 0 | . | . | . | . | . | . | . | . | . | . | -9.929 | -0.268 | 0 | 0 | -10.197 | . | . | . | . | . | . | . | . | . | . | -0.009 | 0 | 0 | 0 | -0.009 | . | . | . | . | . | . | . | . | . | . | . | . | . | . | . | . | . | . | . | . | . | . | . | . | . | . | . | . | . | . | . | . | . | . | . | . | . | . | . | . | -61.968 | -13.008 | -1.878 | 0 | -76.855 | . | . | . | . | . | . | . | . | . | .
2024 | 5 | VA | 84 | A & N Electric Coop | Preliminary | AC | 1.241 | 0.439 | 0 | 0 | 1.68 | 163 | 25 | 0 | . | 188 | 0 | 0 | 0 | 0 | 0 | 0 | 0 | 0 | 0 | 0 | 0 | 0 | 0 | 0 | 0 | 0 | 0 | 0 | 0 | 0 | 0 | 0 | 0 | 0 | 0 | 0 | 0 | 0 | 0 | 0 | 0 | 0 | 0 | 0 | 0 | 0 | 0 | 0 | 0 | 0 | 0 | 0 | 0 | 0 | 0 | 0.012 | 0.002 | 0 | 0 | 0.014 | 5 | 1 | 0 | 0 | 6 | 0 | 0 | 0 | 0 | 0 | 0 | 0 | 0 | 0 | 0 | 0 | 0 | 0 | 0 | 0 | 0 | 0 | 0 | 0 | 0 | 1.253 | 0.441 | NM | 0 | 1.694 | 168 | 26 | 0 | 0 | 194 | 0 | 0 | 0 | 0 | 0
2024 | 5 | VA | 733 | Appalachian Power Co | Preliminary | AC | 31.87 | 7.322 | 0.19 | . | 39.382 | 4325 | 168 | 6 | . | 4499 | . | 0.945 | . | . | 0.945 | . | 3 | . | . | 3 | 2452.5 | 427.401 | 6.199 | . | 2886.1 | 3.095 | 0.106 | . | . | 3.201 | 642 | 12 | . | . | 654 | 6.753 | 0.361 | . | . | 7.114 | . | 0.003 | . | . | 0.003 | . | 1 | . | . | 1 | . | 0.003 | . | . | 0.003 | 0.06 | 0.035 | . | . | 0.095 | 15 | 4 | . | . | 19 | 1.655 | 0.16 | . | . | 1.815 | . | 0.001 | . | . | 0.001 | . | 1 | . | . | 1 | . | 0 | . | . | 0 | 31.93 | 8.303 | 0.19 | 0 | 40.423 | 4340 | 176 | 6 | 0 | 4522 | 2454.155 | 427.561 | 6.199 | 0 | 2887.915
2024 | 5 | VA | 10171 | Kentucky Utilities Co | Preliminary | DC | 0.537 | 7.138 | 0 | 0 | 7.675 | 60 | 18 | 0 | 0 | 78 | . | . | . | . | 0 | . | . | . | . | 0 | 24.619 | 342.496 | 0 | 0 | 367.115 | 0.114 | . | . | . | 0.114 | 22 | . | . | . | 22 | 0 | . | . | . | 0 | . | . | . | . | 0 | . | . | . | . | 0 | . | . | . | . | 0 | . | . | . | . | 0 | . | . | . | . | 0 | . | . | . | . | 0 | . | . | . | . | 0 | . | . | . | . | 0 | . | . | . | . | 0 | 0.537 | 7.138 | NM | 0 | 7.675 | 60 | 18 | 0 | 0 | 78 | 24.619 | 342.496 | 0 | 0 | 367.115
2024 | 5 | VA | 17066 | Shenandoah Valley Elec Coop | Preliminary | AC | 9.6 | 4.949 | 3.802 | 0 | 18.351 | 1204 | 71 | 24 | 0 | 1299 | . | . | . | . | 0 | . | . | . | . | 0 | . | . | . | . | 0 | . | . | . | . | 0 | . | . | . | . | 0 | . | . | . | . | 0 | . | . | . | . | 0 | . | . | . | . | 0 | . | . | . | . | 0 | 0.034 | . | . | . | 0.034 | 8 | . | . | . | 8 | . | . | . | . | 0 | . | . | . | . | 0 | . | . | . | . | 0 | . | . | . | . | 0 | 9.634 | 4.949 | 3.802 | 0 | 18.385 | 1212 | 71 | 24 | 0 | 1307 | 0 | 0 | 0 | 0 | 0
2024 | 5 | VA | 19876 | Virginia Electric & Power Co | Preliminary | AC | 356.78 | 154.325 | 0.121 | . | 511.226 | 48692 | 1086 | 8 | . | 49786 | . | . | . | . | 0 | . | . | . | . | 0 | . | . | . | . | 0 | . | . | . | . | 0 | . | . | . | . | 0 | . | . | . | . | 0 | . | . | . | . | 0 | . | . | . | . | 0 | . | . | . | . | 0 | 0.078 | 0.112 | . | . | 0.19 | 29 | 10 | . | . | 39 | . | . | . | . | 0 | . | . | . | . | 0 | . | . | . | . | 0 | . | . | . | . | 0 | 356.858 | 154.437 | 0.121 | 0 | 511.416 | 48721 | 1096 | 8 | 0 | 49825 | 0 | 0 | 0 | 0 | 0
2024 | 5 | VA | 19882 | Virginia Tech Electric Service | Preliminary | AC | 0.469 | 0.145 | 0 | 0 | 0.614 | 84 | 5 | 0 | 0 | 89 | 0 | 0 | 0 | 0 | 0 | 0 | 0 | 0 | 0 | 0 | 0 | 0 | 0 | 0 | 0 | 0 | 0 | 0 | 0 | 0 | 0 | 0 | 0 | 0 | 0 | 0 | 0 | 0 | 0 | 0 | 0 | 0 | 0 | 0 | 0 | 0 | 0 | 0 | 0 | 0 | 0 | 0 | 0 | 0 | 0 | 0 | 0 | 0 | 0 | 0 | 0 | 0 | 0 | 0 | 0 | 0 | 0 | 0 | 0 | 0 | 0 | 0 | 0 | 0 | 0 | 0 | 0 | 0 | 0 | 0 | 0 | 0 | 0 | 0 | 0 | 0.469 | 0.145 | NM | 0 | 0.614 | 84 | 5 | 0 | 0 | 89 | 0 | 0 | 0 | 0 | 0
2024 | 5 | VA | 40228 | Rappahannock Electric Coop | Preliminary | AC | 24.394 | 6.202 | . | . | 30.596 | 3139 | 91 | . | . | 3230 | . | . | . | . | 0 | . | . | . | . | 0 | . | . | . | . | 0 | . | . | . | . | 0 | . | . | . | . | 0 | . | . | . | . | 0 | . | . | . | . | 0 | . | . | . | . | 0 | . | . | . | . | 0 | 0.022 | . | . | . | 0.022 | 6 | . | . | . | 6 | . | . | . | . | 0 | . | 0.839 | . | . | 0.839 | . | 1 | . | . | 1 | . | . | . | . | 0 | 24.416 | 7.041 | NM | 0 | 31.457 | 3145 | 92 | 0 | 0 | 3237 | 0 | 0 | 0 | 0 | 0
2024 | 5 | VA | 99999 | Adjustment 2024 | Preliminary |  | 39.811 | 4.199 | 0.015 | 0 | 44.025 | . | . | . | . | . | . | . | . | . | 0 | . | . | . | . | . | . | . | . | . | . | -0.02 | . | . | . | -0.02 | . | . | . | . | . | . | . | . | . | . | . | . | . | . | 0 | . | . | . | . | . | . | . | . | . | . | . | . | . | . | . | . | . | . | . | . | . | . | . | . | . | . | . | . | . | . | . | . | . | . | . | . | . | . | . | . | 39.811 | 4.199 | 0.015 | 0 | 44.025 | . | . | . | . | . | . | . | . | . | .
2024 | 5 | VT | 2548 | City of Burlington Electric - (VT) | Preliminary | AC | 1.735 | 0.426 | 0.038 | 0 | 2.199 | 319 | 23 | 1 | 0 | 343 | 0.175 | 3.581 | 0 | 0 | 3.756 | 69 | 87 | 0 | 0 | 156 | 144.828 | 504.541 | 0 | 0 | 649.369 | . | . | . | . | 0 | . | . | . | . | 0 | . | . | . | . | 0 | . | . | . | . | 0 | . | . | . | . | 0 | . | . | . | . | 0 | 0 | 0.01 | 0 | 0 | 0.01 | 0 | 1 | 0 | 0 | 1 | . | . | . | . | 0 | . | . | . | . | 0 | . | . | . | . | 0 | . | . | . | . | 0 | 1.91 | 4.017 | 0.038 | 0 | 5.965 | 388 | 111 | 1 | 0 | 500 | 144.828 | 504.541 | 0 | 0 | 649.369
2024 | 5 | VT | 7601 | Green Mountain Power Corp | Preliminary | AC | 75.987 | 55.419 | 0.197 | 0 | 131.603 | 6250 | 554 | 4 | 0 | 6808 | . | . | . | . | 0 | . | . | . | . | 0 | . | . | . | . | 0 | . | . | . | . | 0 | . | . | . | . | 0 | . | . | . | . | 0 | . | . | . | . | 0 | . | . | . | . | 0 | . | . | . | . | 0 | 0.192 | . | . | . | 0.192 | 14 | . | . | . | 14 | . | . | . | . | 0 | 0.916 | 0.22 | . | . | 1.136 | 55 | 2 | . | . | 57 | . | . | . | . | 0 | 77.095 | 55.639 | 0.197 | 0 | 132.931 | 6319 | 556 | 4 | 0 | 6879 | 0 | 0 | 0 | 0 | 0
2024 | 5 | VT | 19791 | Vermont Electric Cooperative, Inc | Preliminary | AC | 20.04 | 1.634 | 0 | 0 | 21.674 | 2465 | 28 | 0 | 0 | 2493 | 1.666 | 7.756 | 0 | 0 | 9.422 | 108 | 52 | 0 | 0 | 160 | . | . | . | . | 0 | . | . | . | . | 0 | . | . | . | . | 0 | . | . | . | . | 0 | . | . | . | . | 0 | . | . | . | . | 0 | . | . | . | . | 0 | 0.159 | 0.071 | 0 | 0 | 0.23 | 29 | 5 | 0 | 0 | 34 | . | 0 | . | . | 0 | 0.009 | 0.282 | 0 | 0 | 0.291 | 1 | 2 | 0 | 0 | 3 | . | . | . | . | 0 | 21.874 | 9.743 | NM | 0 | 31.617 | 2603 | 87 | 0 | 0 | 2690 | 0 | 0 | 0 | 0 | 0
2024 | 5 | VT | 99999 | Adjustment 2024 | Preliminary |  | 22.849 | NM | NM | . | 33.294 | . | . | . | . | . | . | . | . | . | . | . | . | . | . | . | . | . | . | . | . | . | . | . | . | . | . | . | . | . | . | . | . | . | . | . | . | . | . | . | . | . | . | . | . | . | . | . | . | . | . | . | . | . | . | . | . | . | . | . | . | . | . | . | . | . | . | . | . | . | . | . | . | . | . | . | . | . | . | . | . | 22.849 | NM | NM | . | 33.294 | . | . | . | . | . | . | . | . | . | .
2024 | 5 | WA | 3660 | PUD No 1 of Clark County - (WA) | Preliminary | AC | 20.802 | 0.915 | . | . | 21.717 | 2867 | 37 | . | . | 2904 | 0.919 | 0.182 | . | . | 1.101 | 911 | 19 | . | . | 930 | 1738.33 | 67 | . | . | 1805.33 | 1.327 | 0.007 | . | . | 1.334 | 148 | 1 | . | . | 149 | 3.204 | 0.02 | . | . | 3.224 | 0.03 | . | . | . | 0.03 | 3 | . | . | . | 3 | 0.081 | . | . | . | 0.081 | 0.066 | 0.002 | . | . | 0.068 | 4 | 1 | . | . | 5 | 0.94 | . | . | . | 0.94 | 0.016 | . | . | . | 0.016 | 1 | . | . | . | 1 | 0.62 | . | . | . | 0.62 | 21.803 | 1.099 | NM | 0 | 22.902 | 3783 | 57 | 0 | 0 | 3840 | 1739.89 | 67 | 0 | 0 | 1806.89
2024 | 5 | WA | 4442 | PUD No 1 of Cowlitz County | Preliminary | AC | 4.781 | 0.012 | . | . | 4.793 | 519 | 2 | . | . | 521 | 0.059 | . | . | . | 0.059 | 78 | . | . | . | 78 | . | . | . | . | 0 | 0.149 | . | . | . | 0.149 | 12 | . | . | . | 12 | 0.186 | . | . | . | 0.186 | . | . | . | . | 0 | . | . | . | . | 0 | . | . | . | . | 0 | 0.007 | . | . | . | 0.007 | 3 | . | . | . | 3 | . | . | . | . | 0 | 0.004 | . | . | . | 0.004 | 1 | . | . | . | 1 | . | . | . | . | 0 | 4.851 | 0.012 | NM | 0 | 4.863 | 601 | 2 | 0 | 0 | 603 | 0 | 0 | 0 | 0 | 0
2024 | 5 | WA | 14354 | PacifiCorp | Preliminary | DC | 30.101 | 8.728 | 1.006 | 0 | 39.835 | 2726 | 230 | 21 | 0 | 2977 | . | . | . | . | 0 | . | . | . | . | 0 | . | . | . | . | 0 | 0.628 | 0.008 | 0 | 0 | 0.636 | 58 | 1 | 0 | 0 | 59 | 0.889 | 0.019 | 0 | 0 | 0.908 | . | . | . | . | 0 | . | . | . | . | 0 | . | . | . | . | 0 | 0.03 | 0 | 0 | 0 | 0.03 | 4 | 0 | 0 | 0 | 4 | . | . | . | . | 0 | . | . | . | . | 0 | . | . | . | . | 0 | . | . | . | . | 0 | 30.131 | 8.728 | 1.006 | 0 | 39.865 | 2730 | 230 | 21 | 0 | 2981 | 0 | 0 | 0 | 0 | 0
2024 | 5 | WA | 15500 | Puget Sound Energy Inc | Preliminary | AC | 159.484 | 24.715 | 0.332 | 0 | 184.531 | 21693 | 1317 | 8 | 0 | 23018 | 0 | 0 | 0 | 0 | 0 | 0 | 0 | 0 | 0 | 0 | 0 | 0 | 0 | 0 | 0 | 10.294 | 0.214 | 0 | 0 | 10.508 | 1500 | 54 | 0 | 0 | 1554 | 20.786 | 0.494 | 0 | 0 | 21.28 | 0 | 0 | 0 | 0 | 0 | 0 | 0 | 0 | 0 | 0 | 0 | 0 | 0 | 0 | 0 | 0.058 | 0.016 | 0 | 0 | 0.074 | 20 | 7 | 0 | 0 | 27 | 0 | 0 | 0 | 0 | 0 | 0.116 | 0.223 | 0.014 | 0 | 0.353 | 15 | 7 | 1 | 0 | 23 | 0 | 0 | 0 | 0 | 0 | 159.658 | 24.954 | 0.346 | 0 | 184.958 | 21728 | 1331 | 9 | 0 | 23068 | 0 | 0 | 0 | 0 | 0
2024 | 5 | WA | 16868 | City of Seattle - (WA) | Preliminary | DC | 52.469 | 8.749 | . | . | 61.218 | 7179 | 438 | . | . | 7617 | . | . | . | . | 0 | . | . | . | . | 0 | . | . | . | . | 0 | 1.715 | 0.022 | . | . | 1.737 | 76 | 2 | . | . | 78 | . | . | . | . | 0 | . | . | . | . | 0 | . | . | . | . | 0 | . | . | . | . | 0 | . | . | . | . | 0 | . | . | . | . | 0 | . | . | . | . | 0 | . | . | . | . | 0 | . | . | . | . | 0 | . | . | . | . | 0 | 52.469 | 8.749 | NM | 0 | 61.218 | 7179 | 438 | 0 | 0 | 7617 | 0 | 0 | 0 | 0 | 0
2024 | 5 | WA | 17470 | PUD No 1 of Snohomish County | Preliminary | DC | 38.823 | 4.746 | . | . | 43.569 | 4442 | 178 | . | . | 4620 | . | . | . | . | 0 | . | . | . | . | 0 | . | . | . | . | 0 | 0.903 | . | . | . | 0.903 | 313 | . | . | . | 313 | 5.926 | . | . | . | 5.926 | . | . | . | . | 0 | . | . | . | . | 0 | . | . | . | . | 0 | 0.01 | 0 | . | . | 0.01 | 4 | 0 | . | . | 4 | . | . | . | . | 0 | . | . | . | . | 0 | . | . | . | . | 0 | . | . | . | . | 0 | 38.833 | 4.746 | NM | 0 | 43.579 | 4446 | 178 | 0 | 0 | 4624 | 0 | 0 | 0 | 0 | 0
2024 | 5 | WA | 18429 | City of Tacoma - (WA) | Preliminary | AC | 17.29 | 1.065 | . | . | 18.355 | 2608 | 66 | . | . | 2674 | . | . | . | . | 0 | . | . | . | . | 0 | . | . | . | . | 0 | . | . | . | . | 0 | . | . | . | . | 0 | . | . | . | . | 0 | . | . | . | . | 0 | . | . | . | . | 0 | . | . | . | . | 0 | . | . | . | . | 0 | . | . | . | . | 0 | . | . | . | . | 0 | . | . | . | . | 0 | . | . | . | . | 0 | . | . | . | . | 0 | 17.29 | 1.065 | NM | 0 | 18.355 | 2608 | 66 | 0 | 0 | 2674 | 0 | 0 | 0 | 0 | 0
2024 | 5 | WA | 20169 | Avista Corp | Preliminary | AC | 28.5 | 3.98 | . | . | 32.48 | 3793 | 201 | . | . | 3994 | . | . | . | . | 0 | . | . | . | . | 0 | . | . | . | . | 0 | . | . | . | . | 0 | . | . | . | . | 0 | . | . | . | . | 0 | . | . | . | . | 0 | . | . | . | . | 0 | . | . | . | . | 0 | 0.066 | . | . | . | 0.066 | 10 | . | . | . | 10 | . | . | . | . | 0 | 0.097 | . | . | . | 0.097 | 11 | . | . | . | 11 | . | . | . | . | 0 | 28.663 | 3.98 | NM | 0 | 32.643 | 3814 | 201 | 0 | 0 | 4015 | 0 | 0 | 0 | 0 | 0
2024 | 5 | WA | 99999 | Adjustment 2024 | Preliminary |  | 38.986 | 0.344 | -0.165 | 0 | 39.165 | . | . | . | . | . | . | . | . | . | 0 | . | . | . | . | . | . | . | . | . | . | -0.566 | -0.005 | 0 | 0 | -0.571 | . | . | . | . | . | . | . | . | . | . | . | . | . | . | 0 | . | . | . | . | . | . | . | . | . | . | . | . | . | . | . | . | . | . | . | . | . | . | . | . | . | . | . | . | . | . | . | . | . | . | . | . | . | . | . | . | 38.986 | 0.344 | -0.165 | 0 | 39.165 | . | . | . | . | . | . | . | . | . | .
2024 | 5 | WI | 4715 | Dahlberg Light & Power Co | Preliminary | AC | 0.411 | 0.123 | . | . | 0.534 | 58 | 2 | . | . | 60 | . | . | . | . | 0 | . | . | . | . | 0 | 13.347 | 0 | . | . | 13.347 | . | . | . | . | 0 | . | . | . | . | 0 | . | . | . | . | 0 | . | . | . | . | 0 | . | . | . | . | 0 | . | . | . | . | 0 | . | . | . | . | 0 | . | . | . | . | 0 | . | . | . | . | 0 | . | . | . | . | 0 | . | . | . | . | 0 | . | . | . | . | 0 | 0.411 | 0.123 | NM | 0 | 0.534 | 58 | 2 | 0 | 0 | 60 | 13.347 | 0 | 0 | 0 | 13.347
2024 | 5 | WI | 5574 | East Central Energy | Preliminary | AC | 0.31 | 0.02 | 0 | 0 | 0.33 | 37 | 1 | 0 | 0 | 38 | . | . | . | . | 0 | . | . | . | . | 0 | 14.35 | 0 | 0 | 0 | 14.35 | . | . | . | . | 0 | . | . | . | . | 0 | . | . | . | . | 0 | . | . | . | . | 0 | . | . | . | . | 0 | . | . | . | . | 0 | 0.022 | 0 | 0 | 0 | 0.022 | 2 | 0 | 0 | 0 | 2 | 0 | 0 | 0 | 0 | 0 | . | . | . | . | 0 | . | . | . | . | 0 | . | . | . | . | 0 | 0.332 | 0.02 | NM | 0 | 0.352 | 39 | 1 | 0 | 0 | 40 | 14.35 | 0 | 0 | 0 | 14.35
2024 | 5 | WI | 11479 | Madison Gas & Electric Co | Preliminary | AC | 14.824 | 37.106 | . | . | 51.93 | 2370 | 317 | . | . | 2687 | . | . | . | . | 0 | . | . | . | . | 0 | 1482.107 | 1034.544 | . | . | 2516.651 | . | . | . | . | 0 | . | . | . | . | 0 | . | . | . | . | 0 | . | . | . | . | 0 | . | . | . | . | 0 | . | . | . | . | 0 | 0.04 | 0.02 | . | . | 0.06 | 4 | 1 | . | . | 5 | 1.218 | 0 | . | . | 1.218 | . | 0.4 | . | . | 0.4 | . | 1 | . | . | 1 | . | . | . | . | 0 | 14.864 | 37.526 | NM | 0 | 52.39 | 2374 | 319 | 0 | 0 | 2693 | 1483.325 | 1034.544 | 0 | 0 | 2517.869
2024 | 5 | WI | 13697 | North Central Power Co Inc | Preliminary | AC | 0.466 | . | . | . | 0.466 | 51 | . | . | . | 51 | 0 | . | . | . | 0 | 0 | . | . | . | 0 | 11.314 | . | . | . | 11.314 | . | . | . | . | 0 | . | . | . | . | 0 | . | . | . | . | 0 | . | . | . | . | 0 | . | . | . | . | 0 | . | . | . | . | 0 | . | . | . | . | 0 | . | . | . | . | 0 | . | . | . | . | 0 | . | . | . | . | 0 | . | . | . | . | 0 | . | . | . | . | 0 | 0.466 | NM | NM | 0 | 0.466 | 51 | 0 | 0 | 0 | 51 | 11.314 | 0 | 0 | 0 | 11.314
2024 | 5 | WI | 13780 | Northern States Power Co | Preliminary | AC | 3.176 | 1.102 | . | . | 4.278 | 420 | 42 | . | . | 462 | 0.305 | 2.695 | . | . | 3 | 100 | 49 | . | . | 149 | . | . | . | . | 0 | . | . | . | . | 0 | . | . | . | . | 0 | . | . | . | . | 0 | . | . | . | . | 0 | . | . | . | . | 0 | . | . | . | . | 0 | . | . | . | . | 0 | . | . | . | . | 0 | . | . | . | . | 0 | . | . | . | . | 0 | . | . | . | . | 0 | . | . | . | . | 0 | 3.481 | 3.797 | NM | 0 | 7.278 | 520 | 91 | 0 | 0 | 611 | 0 | 0 | 0 | 0 | 0
2024 | 5 | WI | 13815 | Northwestern Wisconsin Elec Co | Preliminary | AC | 0.652 | 0.208 | 0 | 0 | 0.86 | 87 | 12 | 0 | 0 | 99 | . | . | . | . | 0 | . | . | . | . | 0 | 21.081 | 5.381 | 0 | 0 | 26.462 | . | . | . | . | 0 | . | . | . | . | 0 | . | . | . | . | 0 | . | . | . | . | 0 | . | . | . | . | 0 | . | . | . | . | 0 | 0.02 | 0.04 | 0 | 0 | 0.06 | 1 | 2 | 0 | 0 | 3 | 0 | 0 | 0 | 0 | 0 | . | . | . | . | 0 | . | . | . | . | 0 | . | . | . | . | 0 | 0.672 | 0.248 | NM | 0 | 0.92 | 88 | 14 | 0 | 0 | 102 | 21.081 | 5.381 | 0 | 0 | 26.462
2024 | 5 | WI | 20847 | Wisconsin Electric Power Co | Preliminary | AC | 34.637 | 15.311 | 7.684 | . | 57.632 | 5130 | 364 | 68 | . | 5562 | . | . | . | . | 0 | . | . | . | . | 0 | . | . | . | . | 0 | 0.734 | . | . | . | 0.734 | 87 | . | . | . | 87 | . | . | . | . | 0 | . | . | . | . | 0 | . | . | . | . | 0 | . | . | . | . | 0 | 0.354 | 0.426 | 0.013 | . | 0.793 | 25 | 6 | 1 | . | 32 | . | . | . | . | 0 | 0.005 | 0.027 | . | . | 0.032 | 1 | 3 | . | . | 4 | . | . | . | . | 0 | 34.996 | 15.764 | 7.697 | 0 | 58.457 | 5156 | 373 | 69 | 0 | 5598 | 0 | 0 | 0 | 0 | 0
2024 | 5 | WI | 20856 | Wisconsin Power & Light Co | Preliminary | AC | 29.811 | 6.736 | 0.045 | . | 36.592 | 4346 | 556 | 5 | . | 4907 | . | . | . | . | 0 | . | . | . | . | 0 | . | . | . | . | 0 | . | . | . | . | 0 | . | . | . | . | 0 | . | . | . | . | 0 | . | . | . | . | 0 | . | . | . | . | 0 | . | . | . | . | 0 | 0.241 | 0.179 | . | . | 0.42 | 29 | 18 | . | . | 47 | . | . | . | . | 0 | 0.02 | 0.25 | . | . | 0.27 | 1 | 15 | . | . | 16 | . | . | . | . | 0 | 30.072 | 7.165 | 0.045 | 0 | 37.282 | 4376 | 589 | 5 | 0 | 4970 | 0 | 0 | 0 | 0 | 0
2024 | 5 | WI | 20860 | Wisconsin Public Service Corp | Preliminary | AC | 12.627 | 16.123 | . | . | 28.75 | 1635 | 329 | . | . | 1964 | . | . | . | . | 0 | . | . | . | . | 0 | . | . | . | . | 0 | 0.36 | 0.602 | . | . | 0.962 | 39 | 6 | . | . | 45 | . | . | . | . | 0 | . | . | . | . | 0 | . | . | . | . | 0 | . | . | . | . | 0 | 0.441 | 0.511 | . | . | 0.952 | 39 | 15 | . | . | 54 | . | . | . | . | 0 | 0.01 | 4.23 | . | . | 4.24 | 1 | 6 | . | . | 7 | . | . | . | . | 0 | 13.078 | 20.864 | NM | 0 | 33.942 | 1675 | 350 | 0 | 0 | 2025 | 0 | 0 | 0 | 0 | 0
2024 | 5 | WI | 99999 | Adjustment 2024 | Preliminary |  | 54.481 | 13.376 | 0.607 | . | 68.464 | . | . | . | . | . | . | . | . | . | . | . | . | . | . | . | . | . | . | . | . | . | . | . | . | . | . | . | . | . | . | . | . | . | . | . | . | . | . | . | . | . | . | . | . | . | . | . | . | . | . | . | . | . | . | . | . | . | . | . | . | . | . | . | . | . | . | . | . | . | . | . | . | . | . | . | . | . | . | . | . | 54.481 | 13.376 | 0.607 | . | 68.464 | . | . | . | . | . | . | . | . | . | .
2024 | 5 | WV | 733 | Appalachian Power Co | Preliminary | AC | 12.431 | 1.406 | 0.483 | . | 14.32 | 1392 | 74 | 3 | . | 1469 | 0.373 | 0.377 | 0.121 | . | 0.871 | 35 | 24 | 1 | . | 60 | 1152.7 | 116.048 | 40.435 | . | 1309.183 | 1.195 | 0.015 | . | . | 1.21 | 230 | 2 | . | . | 232 | 3.033 | 0.024 | . | . | 3.057 | . | . | . | . | 0 | . | . | . | . | 0 | . | . | . | . | 0 | 0.026 | 0.003 | . | . | 0.029 | 5 | 1 | . | . | 6 | 0.002 | 0 | . | . | 0.002 | . | . | . | . | 0 | . | . | . | . | 0 | . | . | . | . | 0 | 12.83 | 1.786 | 0.604 | 0 | 15.22 | 1432 | 99 | 4 | 0 | 1535 | 1152.702 | 116.048 | 40.435 | 0 | 1309.185
2024 | 5 | WV | 12796 | Monongahela Power Co | Preliminary | AC | 6.032 | 2.941 | 0.521 | 0 | 9.494 | 747 | 80 | 4 | 0 | 831 | 0.337 | 0.363 | 0 | 0 | 0.7 | 27 | 18 | 0 | 0 | 45 | 0 | 0 | 0 | 0 | 0 | 1.129 | 0.065 | 0 | 0 | 1.194 | 136 | 5 | 0 | 0 | 141 | 0 | 0 | 0 | 0 | 0 | 0 | 0 | 0 | 0 | 0 | 0 | 0 | 0 | 0 | 0 | 0 | 0 | 0 | 0 | 0 | 0.034 | 0.001 | 0 | 0 | 0.035 | 11 | 1 | 0 | 0 | 12 | 0 | 0 | 0 | 0 | 0 | 0 | 0 | 0 | 0 | 0 | 0 | 0 | 0 | 0 | 0 | 0 | 0 | 0 | 0 | 0 | 6.403 | 3.305 | 0.521 | 0 | 10.229 | 785 | 99 | 4 | 0 | 888 | 0 | 0 | 0 | 0 | 0
2024 | 5 | WV | 15263 | The Potomac Edison Company | Preliminary | AC | 8.166 | 2.204 | 0.053 | 0 | 10.423 | 917 | 54 | 1 | 0 | 972 | 0.187 | 0.748 | 0 | 0 | 0.935 | 13 | 9 | 0 | 0 | 22 | 0 | 0 | 0 | 0 | 0 | 2.085 | 0.015 | 0 | 0 | 2.1 | 165 | 1 | 0 | 0 | 166 | 0 | 0 | 0 | 0 | 0 | 0 | 0 | 0 | 0 | 0 | 0 | 0 | 0 | 0 | 0 | 0 | 0 | 0 | 0 | 0 | 0.016 | 0.005 | 0 | 0 | 0.021 | 7 | 2 | 0 | 0 | 9 | 0 | 0 | 0 | 0 | 0 | 0 | 0 | 0 | 0 | 0 | 0 | 0 | 0 | 0 | 0 | 0 | 0 | 0 | 0 | 0 | 8.369 | 2.957 | 0.053 | 0 | 11.379 | 937 | 65 | 1 | 0 | 1003 | 0 | 0 | 0 | 0 | 0
2024 | 5 | WV | 20521 | Wheeling Power Co | Preliminary | AC | 0.983 | 0.485 | 0.563 | . | 2.031 | 107 | 5 | 2 | . | 114 | . | 0.05 | . | . | 0.05 | . | 1 | . | . | 1 | 84.137 | 39.597 | 0.3 | . | 124.034 | 0.096 | . | . | . | 0.096 | 19 | . | . | . | 19 | 0.229 | . | . | . | 0.229 | . | . | . | . | 0 | . | . | . | . | 0 | . | . | . | . | 0 | 0.012 | . | . | . | 0.012 | 2 | . | . | . | 2 | 0.091 | . | . | . | 0.091 | . | . | . | . | 0 | . | . | . | . | 0 | . | . | . | . | 0 | 0.995 | 0.535 | 0.563 | 0 | 2.093 | 109 | 6 | 2 | 0 | 117 | 84.228 | 39.597 | 0.3 | 0 | 124.125
2024 | 5 | WV | 99999 | Adjustment 2024 | Preliminary |  | 0.203 | . | . | . | 0.203 | . | . | . | . | . | . | . | . | . | . | . | . | . | . | . | . | . | . | . | . | . | . | . | . | . | . | . | . | . | . | . | . | . | . | . | . | . | . | . | . | . | . | . | . | . | . | . | . | . | . | . | . | . | . | . | . | . | . | . | . | . | . | . | . | . | . | . | . | . | . | . | . | . | . | . | . | . | . | . | . | 0.203 | . | . | . | 0.203 | . | . | . | . | . | . | . | . | . | .
2024 | 5 | WY | 3461 | Cheyenne Light Fuel & Power | Preliminary | DC | 7.664 | 0.152 | 0 | 0 | 7.816 | 1048 | 15 | 0 | 0 | 1063 | . | . | . | . | 0 | . | . | . | . | 0 | . | . | . | . | 0 | . | . | . | . | 0 | . | . | . | . | 0 | . | . | . | . | 0 | . | . | . | . | 0 | . | . | . | . | 0 | . | . | . | . | 0 | 0.266 | 0.044 | 0 | 0 | 0.31 | 103 | 3 | 0 | 0 | 106 | . | . | . | . | 0 | . | . | . | . | 0 | . | . | . | . | 0 | . | . | . | . | 0 | 7.93 | 0.196 | NM | 0 | 8.126 | 1151 | 18 | 0 | 0 | 1169 | 0 | 0 | 0 | 0 | 0
2024 | 5 | WY | 7222 | City of Gillette - (WY) | Preliminary | AC | 0.307 | 0 | 0 | 0 | 0.307 | 23 | 0 | 0 | 0 | 23 | . | . | . | . | 0 | . | . | . | . | 0 | . | . | . | . | 0 | . | . | . | . | 0 | . | . | . | . | 0 | . | . | . | . | 0 | . | . | . | . | 0 | . | . | . | . | 0 | . | . | . | . | 0 | . | . | . | . | 0 | . | . | . | . | 0 | . | . | . | . | 0 | . | . | . | . | 0 | . | . | . | . | 0 | . | . | . | . | 0 | 0.307 | NM | NM | 0 | 0.307 | 23 | 0 | 0 | 0 | 23 | 0 | 0 | 0 | 0 | 0
2024 | 5 | WY | 8566 | High Plains Power Inc | Preliminary | AC | 1.05 | 0.061 | 0 | 0 | 1.111 | 119 | 6 | 0 | 0 | 125 | . | . | . | . | 0 | . | . | . | . | 0 | . | . | . | . | 0 | . | . | . | . | 0 | . | . | . | . | 0 | . | . | . | . | 0 | . | . | . | . | 0 | . | . | . | . | 0 | . | . | . | . | 0 | 0.009 | 0.025 | 0 | 0 | 0.034 | 2 | 5 | 0 | 0 | 7 | . | . | 0 | . | 0 | . | . | . | . | 0 | . | . | . | . | 0 | . | . | . | . | 0 | 1.059 | 0.086 | NM | 0 | 1.145 | 121 | 11 | 0 | 0 | 132 | 0 | 0 | 0 | 0 | 0
2024 | 5 | WY | 11273 | Lower Valley Energy Inc | Preliminary | AC | 0.936 | 0.422 | 0.231 | . | 1.589 | 120 | 19 | 8 | . | 147 | . | . | . | . | 0 | . | . | . | . | 0 | . | . | . | . | 0 | . | . | . | . | 0 | . | . | . | . | 0 | . | . | . | . | 0 | . | . | . | . | 0 | . | . | . | . | 0 | . | . | . | . | 0 | . | 0.025 | . | . | 0.025 | . | 2 | . | . | 2 | . | . | . | . | 0 | . | . | . | . | 0 | . | . | . | . | 0 | . | . | . | . | 0 | 0.936 | 0.447 | 0.231 | 0 | 1.614 | 120 | 21 | 8 | 0 | 149 | 0 | 0 | 0 | 0 | 0
2024 | 5 | WY | 12199 | Montana-Dakota Utilities Co | Preliminary | AC | 1.037 | 0.163 | . | . | 1.2 | 149 | 14 | . | . | 163 | . | . | . | . | 0 | . | . | . | . | 0 | . | . | . | . | 0 | 0.12 | . | . | . | 0.12 | 17 | . | . | . | 17 | . | . | . | . | 0 | . | . | . | . | 0 | . | . | . | . | 0 | . | . | . | . | 0 | 0.004 | . | . | . | 0.004 | 2 | . | . | . | 2 | . | . | . | . | 0 | . | 0.24 | . | . | 0.24 | . | 1 | . | . | 1 | . | . | . | . | 0 | 1.041 | 0.403 | NM | 0 | 1.444 | 151 | 15 | 0 | 0 | 166 | 0 | 0 | 0 | 0 | 0
2024 | 5 | WY | 14354 | PacifiCorp | Preliminary | DC | 5.465 | 1.26 | 0.049 | 0 | 6.774 | 726 | 83 | 2 | 0 | 811 | . | . | . | . | 0 | . | . | . | . | 0 | . | . | . | . | 0 | 0.999 | 0.166 | 0 | 0 | 1.165 | 80 | 6 | 0 | 0 | 86 | 1.3 | 0.265 | 0 | 0 | 1.565 | . | . | . | . | 0 | . | . | . | . | 0 | . | . | . | . | 0 | 0.183 | 0.101 | 0 | 0 | 0.284 | 53 | 14 | 0 | 0 | 67 | . | . | . | . | 0 | 0.034 | 0.021 | 0 | 0 | 0.055 | 8 | 3 | 0 | 0 | 11 | . | . | . | . | 0 | 5.682 | 1.382 | 0.049 | 0 | 7.113 | 787 | 100 | 2 | 0 | 889 | 0 | 0 | 0 | 0 | 0
2024 | 5 | WY | 19156 | Powder River Energy Corp | Preliminary | AC | 1.241 | 0.062 | 0.104 | 0 | 1.407 | 108 | 3 | 10 | 0 | 121 | . | . | . | . | 0 | . | . | . | . | 0 | . | . | . | . | 0 | . | . | . | . | 0 | . | . | . | . | 0 | . | . | . | . | 0 | . | . | . | . | 0 | . | . | . | . | 0 | . | . | . | . | 0 | 0.025 | 0.01 | 0 | 0 | 0.035 | 8 | 1 | 0 | 0 | 9 | . | . | . | . | 0 | . | . | . | . | 0 | . | . | . | . | 0 | . | . | . | . | 0 | 1.266 | 0.072 | 0.104 | 0 | 1.442 | 116 | 4 | 10 | 0 | 130 | 0 | 0 | 0 | 0 | 0
2024 | 5 | WY | 27058 | High West Energy, Inc | Preliminary | DC | 0.436 | . | . | . | 0.436 | 218 | . | . | . | 218 | . | . | . | . | 0 | . | . | . | . | 0 | . | . | . | . | 0 | . | . | . | . | 0 | . | . | . | . | 0 | . | . | . | . | 0 | . | . | . | . | 0 | . | . | . | . | 0 | . | . | . | . | 0 | 0.06 | . | 0.004 | . | 0.064 | 30 | . | 1 | . | 31 | . | . | . | . | 0 | . | . | . | . | 0 | . | . | . | . | 0 | . | . | . | . | 0 | 0.496 | NM | 0.004 | 0 | 0.5 | 248 | 0 | 1 | 0 | 249 | 0 | 0 | 0 | 0 | 0
2024 | 5 | WY | 99999 | Adjustment 2024 | Preliminary |  | -0.633 | -0.009 | NM | 0 | -0.527 | . | . | . | . | . | . | . | . | . | 0 | . | . | . | . | . | . | . | . | . | . | -0.174 | -0.029 | 0 | 0 | -0.203 | . | . | . | . | . | . | . | . | . | . | . | . | . | . | 0 | . | . | . | . | . | . | . | . | . | . | . | . | . | . | . | . | . | . | . | . | . | . | . | . | . | . | . | . | . | . | . | . | . | . | . | . | . | . | . | . | -0.633 | -0.009 | NM | 0 | -0.527 | . | . | . | . | . | . | . | . | . | .
Note: In August 2023 the collection of storage data was discontinued and PV paired and PV non-paired battery data began. NM = Not Meaningful due to large relative standard error. Data is reported as collected. All Technologies does not include batteries. Adjustments add capacity for non-respondents and remove capacity lost in conversion from DC to AC. The adjusted capacity values reported in the adjustments are for net metering and virtual net metering < 1 MW combined. Some utilities reclassified net metering as non net metering distributed, or vice versa. Source: U.S. Energy Information Administration, Form EIA-861M, 'Monthly Electric Power Industry Report.'

## EIA_861_Net_Metering_2023
Utility Characteristics |  |  |  |  | Photovoltaic | [35 empty] | Battery | [29 empty] | Wind | [14 empty] | Other | [14 empty] | All Technologies
[5 empty] | Capacity MW | [5 empty] | Installations |  |  |  |  | Energy Sold Back MWh |  |  |  |  | Virtual Capacity- 1 MW and over (MW) |  |  |  |  | Virtual Customers- 1 MW and over |  |  |  |  | Virtual Capacity- under 1 MW (MW) |  |  |  |  | Virtual Customers- under 1 MW |  |  |  |  | PV-Paired Battery Capacity (MW) |  |  |  |  | PV-Paired Installations |  |  |  |  | PV-Paired Energy Capacity (MWh) |  |  |  |  | Not PV-Paired Battery Capacity (MW) |  |  |  |  | Not PV-Paired Installations |  |  |  |  | Not PV-Paired Energy Capacity (MWh) |  |  |  |  | Capacity MW |  |  |  |  | Installations |  |  |  |  | Energy Sold Back MWh |  |  |  |  | Capacity MW |  |  |  |  | Installations |  |  |  |  | Energy Sold Back MWh |  |  |  |  | Capacity MW |  |  |  |  | Installations |  |  |  |  | Energy Sold Back MWh
Year | State | Utility Number | Utility Name | BA Code | Type | Residential | Commercial | Industrial | Transportation | Total | Residential | Commercial | Industrial | Transportation | Total | Residential | Commercial | Industrial | Transportation | Total | Residential | Commercial | Industrial | Transportation | Total | Residential | Commercial | Industrial | Transportation | Total | Residential | Commercial | Industrial | Transportation | Total | Residential | Commercial | Industrial | Transportation | Total | Residential | Commercial | Industrial | Transportation | Total | Residential | Commercial | Industrial | Transportation | Total | Residential | Commercial | Industrial | Transportation | Total | Residential | Commercial | Industrial | Transportation | Total | Residential | Commercial | Industrial | Transportation | Total | Residential | Commercial | Industrial | Transportation | Total | Residential | Commercial | Industrial | Transportation | Total | Residential | Commercial | Industrial | Transportation | Total | Residential | Commercial | Industrial | Transportation | Total | Residential | Commercial | Industrial | Transportation | Total | Residential | Commercial | Industrial | Transportation | Total | Residential | Commercial | Industrial | Transportation | Total | Residential | Commercial | Industrial | Transportation | Total | Residential | Commercial | Industrial | Transportation | Total | Residential | Commercial | Industrial | Transportation | Total
2023 | AK | 219 | Alaska Power and Telephone Co | NA | AC | 0.012 | 0.021 | . | . | 0.033 | 3 | 2 | . | . | 5 | 3.882 | 1.54 | . | . | 5.422 | . | . | . | . | 0 | . | . | . | . | 0 | . | . | . | . | 0 | . | . | . | . | 0 | . | . | . | . | 0 | . | . | . | . | 0 | . | . | . | . | 0 | . | . | . | . | 0 | . | . | . | . | 0 | . | . | . | . | 0 | . | . | . | . | 0 | . | . | . | . | 0 | . | . | . | . | 0 | 0.005 | . | . | . | 0.005 | 1 | . | . | . | 1 | . | . | . | . | 0 | 0.017 | 0.021 | 0 | 0 | 0.038 | 4 | 2 | 0 | 0 | 6 | 3.882 | 1.54 | 0 | 0 | 5.422
2023 | AK | 3522 | Chugach Electric Assn Inc | CEA | AC | 3.95 | 0.655 | . | . | 4.605 | 822 | 66 | . | . | 888 | . | . | . | . | 0 | . | . | . | . | 0 | . | . | . | . | 0 | . | . | . | . | 0 | . | . | . | . | 0 | . | . | . | . | 0 | . | . | . | . | 0 | . | . | . | . | 0 | . | . | . | . | 0 | . | . | . | . | 0 | . | . | . | . | 0 | 0.01 | 0.01 | . | . | 0.02 | 1 | 4 | . | . | 5 | . | . | . | . | 0 | . | . | . | . | 0 | . | . | . | . | 0 | . | . | . | . | 0 | 3.96 | 0.665 | 0 | 0 | 4.625 | 823 | 70 | 0 | 0 | 893 | 0 | 0 | 0 | 0 | 0
2023 | AK | 7353 | Golden Valley Elec Assn Inc | NA | AC | 3.911 | 0.589 | 0.121 | 0 | 4.621 | 742 | 59 | 9 | 0 | 810 | 456.741 | 56.403 | 0 | 0 | 513.144 | . | . | . | . | 0 | . | . | . | . | 0 | . | . | . | . | 0 | . | . | . | . | 0 | . | . | . | . | 0 | . | . | . | . | 0 | . | . | . | . | 0 | . | . | . | . | 0 | . | . | . | . | 0 | . | . | . | . | 0 | 0.016 | 0.012 | 0 | 0 | 0.028 | 5 | 2 | 0 | 0 | 7 | 0 | 0 | 0 | 0 | 0 | . | . | . | . | 0 | . | . | . | . | 0 | . | . | . | . | 0 | 3.927 | 0.601 | 0.121 | 0 | 4.649 | 747 | 61 | 9 | 0 | 817 | 456.741 | 56.403 | 0 | 0 | 513.144
2023 | AK | 11824 | Matanuska Electric Assn Inc | NA | AC | 2.618 | 0.406 | . | . | 3.024 | 408 | 33 | . | . | 441 | . | . | . | . | 0 | . | . | . | . | 0 | . | . | . | . | 0 | . | . | . | . | 0 | . | . | . | . | 0 | . | . | . | . | 0 | . | . | . | . | 0 | . | . | . | . | 0 | . | . | . | . | 0 | . | . | . | . | 0 | . | . | . | . | 0 | 0.064 | 0.016 | . | . | 0.08 | 20 | 3 | . | . | 23 | . | . | . | . | 0 | 0.052 | 0.004 | . | . | 0.056 | 7 | 1 | . | . | 8 | . | . | . | . | 0 | 2.734 | 0.426 | 0 | 0 | 3.16 | 435 | 37 | 0 | 0 | 472 | 0 | 0 | 0 | 0 | 0
2023 | AK | 19558 | Homer Electric Assn Inc | NA | DC | 2.764 | 0.843 | . | . | 3.607 | 486 | 50 | . | . | 536 | 1215.473 | 116.965 | . | . | 1332.438 | . | . | . | . | 0 | . | . | . | . | 0 | . | . | . | . | 0 | . | . | . | . | 0 | . | . | . | . | 0 | . | . | . | . | 0 | . | . | . | . | 0 | . | . | . | . | 0 | . | . | . | . | 0 | . | . | . | . | 0 | 0.109 | 0.008 | . | . | 0.117 | 32 | 2 | . | . | 34 | 27.386 | 1.988 | . | . | 29.374 | . | . | . | . | 0 | . | . | . | . | 0 | . | . | . | . | 0 | 2.873 | 0.851 | 0 | 0 | 3.724 | 518 | 52 | 0 | 0 | 570 | 1242.859 | 118.953 | 0 | 0 | 1361.812
2023 | AK | 99999 | State Adjustment | NA |  | -0.451 | -0.057 | . | . | -0.508 | . | . | . | . | . | . | . | . | . | . | . | . | . | . | . | . | . | . | . | . | . | . | . | . | . | . | . | . | . | . | . | . | . | . | . | . | . | . | . | . | . | . | . | . | . | . | . | . | . | . | . | . | . | . | . | . | . | . | . | . | . | . | . | . | . | . | . | . | . | . | . | . | . | . | . | . | . | . | . | . | . | . | . | . | . | . | . | . | . | . | -0.451 | -0.057 | . | . | -0.508 | . | . | . | . | . | . | . | . | . | .
2023 | AL | 3222 | Central Alabama Electric Coop | SOCO | DC | 0.564 | . | . | . | 0.564 | 29 | . | . | . | 29 | 2.606 | . | . | . | 2.606 | . | . | . | . | 0 | . | . | . | . | 0 | . | . | . | . | 0 | . | . | . | . | 0 | . | . | . | . | 0 | . | . | . | . | 0 | . | . | . | . | 0 | . | . | . | . | 0 | . | . | . | . | 0 | . | . | . | . | 0 | . | . | . | . | 0 | . | . | . | . | 0 | . | . | . | . | 0 | . | . | . | . | 0 | . | . | . | . | 0 | . | . | . | . | 0 | 0.564 | 0 | 0 | 0 | 0.564 | 29 | 0 | 0 | 0 | 29 | 2.606 | 0 | 0 | 0 | 2.606
2023 | AL | 4327 | Coosa Valley Electric Coop Inc | SOCO | AC | 0.01 | . | . | . | 0.01 | 1 | . | . | . | 1 | . | . | . | . | 0 | . | . | . | . | 0 | . | . | . | . | 0 | . | . | . | . | 0 | . | . | . | . | 0 | . | . | . | . | 0 | . | . | . | . | 0 | . | . | . | . | 0 | . | . | . | . | 0 | . | . | . | . | 0 | . | . | . | . | 0 | . | . | . | . | 0 | . | . | . | . | 0 | . | . | . | . | 0 | . | . | . | . | 0 | . | . | . | . | 0 | . | . | . | . | 0 | 0.01 | 0 | 0 | 0 | 0.01 | 1 | 0 | 0 | 0 | 1 | 0 | 0 | 0 | 0 | 0
2023 | AL | 4430 | Covington Electric Coop, Inc | SOCO | AC | 0.068 | . | . | . | 0.068 | 10 | . | . | . | 10 | 18.334 | . | . | . | 18.334 | . | . | . | . | 0 | . | . | . | . | 0 | . | . | . | . | 0 | . | . | . | . | 0 | . | . | . | . | 0 | . | . | . | . | 0 | . | . | . | . | 0 | . | . | . | . | 0 | . | . | . | . | 0 | . | . | . | . | 0 | . | . | . | . | 0 | . | . | . | . | 0 | . | . | . | . | 0 | . | . | . | . | 0 | . | . | . | . | 0 | . | . | . | . | 0 | 0.068 | 0 | 0 | 0 | 0.068 | 10 | 0 | 0 | 0 | 10 | 18.334 | 0 | 0 | 0 | 18.334
2023 | AL | 6491 | Foley Board of Utilities | SOCO | AC | 0.26 | 0.6 | . | . | 0.86 | 26 | 6 | . | . | 32 | . | . | . | . | 0 | . | . | . | . | 0 | . | . | . | . | 0 | . | . | . | . | 0 | . | . | . | . | 0 | . | . | . | . | 0 | . | . | . | . | 0 | . | . | . | . | 0 | . | . | . | . | 0 | . | . | . | . | 0 | . | . | . | . | 0 | . | . | . | . | 0 | . | . | . | . | 0 | . | . | . | . | 0 | . | . | . | . | 0 | . | . | . | . | 0 | . | . | . | . | 0 | 0.26 | 0.6 | 0 | 0 | 0.86 | 26 | 6 | 0 | 0 | 32 | 0 | 0 | 0 | 0 | 0
2023 | AL | 17646 | Southern Pine Elec Coop, Inc | SOCO | AC | 0.001 | . | . | . | 0.001 | 2 | . | . | . | 2 | . | . | . | . | 0 | . | . | . | . | 0 | . | . | . | . | 0 | . | . | . | . | 0 | . | . | . | . | 0 | . | . | . | . | 0 | . | . | . | . | 0 | . | . | . | . | 0 | . | . | . | . | 0 | . | . | . | . | 0 | . | . | . | . | 0 | 0.001 | . | . | . | 0.001 | 1 | . | . | . | 1 | . | . | . | . | 0 | . | . | . | . | 0 | . | . | . | . | 0 | . | . | . | . | 0 | 0.002 | 0 | 0 | 0 | 0.002 | 3 | 0 | 0 | 0 | 3 | 0 | 0 | 0 | 0 | 0
2023 | AL | 99999 | State Adjustment | SOCO |  | -0.092 | . | . | . | -0.092 | . | . | . | . | . | . | . | . | . | . | . | . | . | . | . | . | . | . | . | . | . | . | . | . | . | . | . | . | . | . | . | . | . | . | . | . | . | . | . | . | . | . | . | . | . | . | . | . | . | . | . | . | . | . | . | . | . | . | . | . | . | . | . | . | . | . | . | . | . | . | . | . | . | . | . | . | . | . | . | . | . | . | . | . | . | . | . | . | . | . | -0.092 | . | . | . | -0.092 | . | . | . | . | . | . | . | . | . | .
2023 | AR | 814 | Entergy Arkansas LLC | MISO | DC | 68.251 | 63.519 | 4.01 | . | 135.78 | 6436 | 258 | 35 | . | 6729 | . | . | . | . | 0 | . | . | . | . | 0 | . | . | . | . | 0 | . | . | . | . | 0 | . | . | . | . | 0 | . | . | . | . | 0 | . | . | . | . | 0 | . | . | . | . | 0 | . | . | . | . | 0 | . | . | . | . | 0 | . | . | . | . | 0 | 0.007 | 0.002 | 0.006 | . | 0.015 | 1 | 1 | 2 | . | 4 | . | . | . | . | 0 | . | . | . | . | 0 | . | . | . | . | 0 | . | . | . | . | 0 | 68.258 | 63.521 | 4.016 | 0 | 135.795 | 6437 | 259 | 37 | 0 | 6733 | 0 | 0 | 0 | 0 | 0
2023 | AR | 817 | Arkansas Valley Elec Coop Corp | SWPP | AC | 10.888 | 2.114 | . | . | 13.002 | 907 | 16 | . | . | 923 | 6329.24 | 2190.6 | . | . | 8519.84 | . | . | . | . | 0 | . | . | . | . | 0 | . | . | . | . | 0 | . | . | . | . | 0 | . | . | . | . | 0 | . | . | . | . | 0 | . | . | . | . | 0 | . | . | . | . | 0 | . | . | . | . | 0 | . | . | . | . | 0 | 0.001 | . | . | . | 0.001 | 1 | . | . | . | 1 | 0.19 | . | . | . | 0.19 | . | . | . | . | 0 | . | . | . | . | 0 | . | . | . | . | 0 | 10.889 | 2.114 | 0 | 0 | 13.003 | 908 | 16 | 0 | 0 | 924 | 6329.43 | 2190.6 | 0 | 0 | 8520.03
2023 | AR | 1586 | City of Bentonville - (AR) | SWPP | DC | 8.2 | 3.9 | . | . | 12.1 | 337 | 13 | . | . | 350 | . | . | . | . | 0 | . | . | . | . | 0 | . | . | . | . | 0 | . | . | . | . | 0 | . | . | . | . | 0 | . | . | . | . | 0 | . | . | . | . | 0 | . | . | . | . | 0 | . | . | . | . | 0 | . | . | . | . | 0 | . | . | . | . | 0 | . | . | . | . | 0 | . | . | . | . | 0 | . | . | . | . | 0 | . | . | . | . | 0 | . | . | . | . | 0 | . | . | . | . | 0 | 8.2 | 3.9 | 0 | 0 | 12.1 | 337 | 13 | 0 | 0 | 350 | 0 | 0 | 0 | 0 | 0
2023 | AR | 2678 | C & L Electric Coop Corp | MISO | DC | 2.423 | 3.172 | . | . | 5.595 | 188 | 17 | . | . | 205 | . | . | . | . | 0 | . | . | . | . | 0 | . | . | . | . | 0 | . | . | . | . | 0 | . | . | . | . | 0 | . | . | . | . | 0 | . | . | . | . | 0 | . | . | . | . | 0 | . | . | . | . | 0 | . | . | . | . | 0 | . | . | . | . | 0 | . | . | . | . | 0 | . | . | . | . | 0 | . | . | . | . | 0 | . | . | . | . | 0 | . | . | . | . | 0 | . | . | . | . | 0 | 2.423 | 3.172 | 0 | 0 | 5.595 | 188 | 17 | 0 | 0 | 205 | 0 | 0 | 0 | 0 | 0
2023 | AR | 3093 | Carroll Electric Coop Corp - (AR) | SWPP | DC | 16.12 | . | . | . | 16.12 | 1934 | . | . | . | 1934 | . | . | . | . | 0 | . | . | . | . | 0 | . | . | . | . | 0 | . | . | . | . | 0 | . | . | . | . | 0 | . | . | . | . | 0 | . | . | . | . | 0 | . | . | . | . | 0 | . | . | . | . | 0 | . | . | . | . | 0 | . | . | . | . | 0 | 0.019 | . | . | . | 0.019 | 3 | . | . | . | 3 | . | . | . | . | 0 | . | . | . | . | 0 | . | . | . | . | 0 | . | . | . | . | 0 | 16.139 | 0 | 0 | 0 | 16.139 | 1937 | 0 | 0 | 0 | 1937 | 0 | 0 | 0 | 0 | 0
2023 | AR | 3712 | Clay County Electric Coop Corp - (AR) | MISO | AC | 0.312 | 0.812 | . | . | 1.124 | 42 | 12 | . | . | 54 | . | . | . | . | 0 | . | . | . | . | 0 | . | . | . | . | 0 | . | . | . | . | 0 | . | . | . | . | 0 | . | . | . | . | 0 | . | . | . | . | 0 | . | . | . | . | 0 | . | . | . | . | 0 | . | . | . | . | 0 | . | . | . | . | 0 | . | . | . | . | 0 | . | . | . | . | 0 | . | . | . | . | 0 | . | . | . | . | 0 | . | . | . | . | 0 | . | . | . | . | 0 | 0.312 | 0.812 | 0 | 0 | 1.124 | 42 | 12 | 0 | 0 | 54 | 0 | 0 | 0 | 0 | 0
2023 | AR | 4280 | Conway Corporation | MISO | AC | 0.657 | . | . | . | 0.657 | 99 | . | . | . | 99 | . | . | . | . | 0 | . | . | . | . | 0 | . | . | . | . | 0 | . | . | . | . | 0 | . | . | . | . | 0 | . | . | . | . | 0 | . | . | . | . | 0 | . | . | . | . | 0 | . | . | . | . | 0 | . | . | . | . | 0 | . | . | . | . | 0 | . | . | . | . | 0 | . | . | . | . | 0 | . | . | . | . | 0 | . | . | . | . | 0 | . | . | . | . | 0 | . | . | . | . | 0 | 0.657 | 0 | 0 | 0 | 0.657 | 99 | 0 | 0 | 0 | 99 | 0 | 0 | 0 | 0 | 0
2023 | AR | 4509 | Craighead Electric Coop Corp | MISO | AC | 1.23 | 3.2 | . | . | 4.43 | 125 | 8 | . | . | 133 | . | . | . | . | 0 | . | . | . | . | 0 | . | . | . | . | 0 | . | . | . | . | 0 | . | . | . | . | 0 | 0.054 | 3 | . | . | 3.054 | 8 | 6 | . | . | 14 | 0 | 0 | . | . | 0 | . | . | . | . | 0 | . | . | . | . | 0 | . | . | . | . | 0 | . | . | . | . | 0 | . | . | . | . | 0 | . | . | . | . | 0 | . | . | . | . | 0 | . | . | . | . | 0 | . | . | . | . | 0 | 1.23 | 3.2 | 0 | 0 | 4.43 | 125 | 8 | 0 | 0 | 133 | 0 | 0 | 0 | 0 | 0
2023 | AR | 5860 | Empire District Electric Co | SWPP | DC | 0.898 | . | . | . | 0.898 | 123 | . | . | . | 123 | . | . | . | . | 0 | . | . | . | . | 0 | . | . | . | . | 0 | . | . | . | . | 0 | . | . | . | . | 0 | . | . | . | . | 0 | . | . | . | . | 0 | . | . | . | . | 0 | . | . | . | . | 0 | . | . | . | . | 0 | . | . | . | . | 0 | . | . | . | . | 0 | . | . | . | . | 0 | . | . | . | . | 0 | . | . | . | . | 0 | . | . | . | . | 0 | . | . | . | . | 0 | 0.898 | 0 | 0 | 0 | 0.898 | 123 | 0 | 0 | 0 | 123 | 0 | 0 | 0 | 0 | 0
2023 | AR | 6342 | First Electric Coop Corp | MISO | AC | 16.023 | 2.49 | 0.791 | . | 19.304 | 1731 | 13 | 7 | . | 1751 | . | . | . | . | 0 | . | . | . | . | 0 | . | . | . | . | 0 | . | . | . | . | 0 | . | . | . | . | 0 | . | . | . | . | 0 | . | . | . | . | 0 | . | . | . | . | 0 | . | . | . | . | 0 | . | . | . | . | 0 | . | . | . | . | 0 | . | . | . | . | 0 | . | . | . | . | 0 | . | . | . | . | 0 | . | . | . | . | 0 | . | . | . | . | 0 | . | . | . | . | 0 | 16.023 | 2.49 | 0.791 | 0 | 19.304 | 1731 | 13 | 7 | 0 | 1751 | 0 | 0 | 0 | 0 | 0
2023 | AR | 8840 | City of Hope - (AR) | MISO | AC | 0.201 | 2.231 | . | . | 2.432 | 24 | 35 | . | . | 59 | . | . | . | . | 0 | . | . | . | . | 0 | . | . | . | . | 0 | . | . | . | . | 0 | . | . | . | . | 0 | . | . | . | . | 0 | . | . | . | . | 0 | . | . | . | . | 0 | . | . | . | . | 0 | . | . | . | . | 0 | . | . | . | . | 0 | . | . | . | . | 0 | . | . | . | . | 0 | . | . | . | . | 0 | . | . | . | . | 0 | . | . | . | . | 0 | . | . | . | . | 0 | 0.201 | 2.231 | 0 | 0 | 2.432 | 24 | 35 | 0 | 0 | 59 | 0 | 0 | 0 | 0 | 0
2023 | AR | 9879 | City Water and Light Plant | MISO | AC | 0.385 | 0.2 | 0.133 | . | 0.718 | 48 | 3 | 1 | . | 52 | . | . | . | . | 0 | . | . | . | . | 0 | . | . | . | . | 0 | . | . | . | . | 0 | . | . | . | . | 0 | . | . | . | . | 0 | . | . | . | . | 0 | . | . | . | . | 0 | . | . | . | . | 0 | . | . | . | . | 0 | . | . | . | . | 0 | . | . | . | . | 0 | . | . | . | . | 0 | . | . | . | . | 0 | . | . | . | . | 0 | . | . | . | . | 0 | . | . | . | . | 0 | 0.385 | 0.2 | 0.133 | 0 | 0.718 | 48 | 3 | 1 | 0 | 52 | 0 | 0 | 0 | 0 | 0
2023 | AR | 12681 | Mississippi County Electric Co | MISO | AC | 0.098 | 1 | . | . | 1.098 | 10 | 4 | . | . | 14 | . | . | . | . | 0 | . | . | . | . | 0 | . | . | . | . | 0 | . | . | . | . | 0 | . | . | . | . | 0 | . | . | . | . | 0 | . | . | . | . | 0 | . | . | . | . | 0 | . | . | . | . | 0 | . | . | . | . | 0 | . | . | . | . | 0 | . | . | . | . | 0 | . | . | . | . | 0 | . | . | . | . | 0 | . | . | . | . | 0 | . | . | . | . | 0 | . | . | . | . | 0 | 0.098 | 1 | 0 | 0 | 1.098 | 10 | 4 | 0 | 0 | 14 | 0 | 0 | 0 | 0 | 0
2023 | AR | 13676 | North Arkansas Elec Coop, Inc | MISO | DC | 3.727 | . | . | . | 3.727 | 294 | . | . | . | 294 | . | . | . | . | 0 | . | . | . | . | 0 | . | . | . | . | 0 | . | . | . | . | 0 | . | . | . | . | 0 | . | . | . | . | 0 | . | . | . | . | 0 | . | . | . | . | 0 | . | . | . | . | 0 | . | . | . | . | 0 | . | . | . | . | 0 | 0.013 | . | . | . | 0.013 | 5 | . | . | . | 5 | . | . | . | . | 0 | . | . | . | . | 0 | . | . | . | . | 0 | . | . | . | . | 0 | 3.74 | 0 | 0 | 0 | 3.74 | 299 | 0 | 0 | 0 | 299 | 0 | 0 | 0 | 0 | 0
2023 | AR | 13718 | City of North Little Rock - (AR) | MISO | AC | 2.53 | 0.45 | 2.45 | 0 | 5.43 | 335 | 6 | 2 | . | 343 | . | . | . | . | 0 | . | . | . | . | 0 | . | . | . | . | 0 | . | . | . | . | 0 | . | . | . | . | 0 | . | . | . | . | 0 | . | . | . | . | 0 | . | . | . | . | 0 | . | . | . | . | 0 | . | . | . | . | 0 | . | . | . | . | 0 | . | . | . | . | 0 | . | . | . | . | 0 | . | . | . | . | 0 | . | . | . | . | 0 | . | . | . | . | 0 | . | . | . | . | 0 | 2.53 | 0.45 | 2.45 | 0 | 5.43 | 335 | 6 | 2 | 0 | 343 | 0 | 0 | 0 | 0 | 0
2023 | AR | 14063 | Oklahoma Gas & Electric Co | SWPP | AC | 4.649 | 2.31 | 0 | 0 | 6.959 | 587 | 20 | 0 | 0 | 607 | 0 | 0 | 0 | 0 | 0 | 1.779 | 3.131 | 0.004 | 0 | 4.914 | 477 | 406 | 1 | 0 | 884 | 0 | 0 | 0 | 0 | 0 | 0 | 0 | 0 | 0 | 0 | 0 | 0 | 0 | 0 | 0 | 0 | 0 | 0 | 0 | 0 | 0 | 0 | 0 | 0 | 0 | 0 | 0 | 0 | 0 | 0 | 0 | 0 | 0 | 0 | 0 | 0 | 0 | 0 | 0 | 0 | 0.004 | 0 | 0 | 0 | 0.004 | 2 | 0 | 0 | 0 | 2 | 0 | 0 | 0 | 0 | 0 | 0 | 0 | 0 | 0 | 0 | 0 | 0 | 0 | 0 | 0 | 0 | 0 | 0 | 0 | 0 | 6.432 | 5.441 | 0.004 | 0 | 11.877 | 1066 | 426 | 1 | 0 | 1493 | 0 | 0 | 0 | 0 | 0
2023 | AR | 14289 | Ozarks Electric Coop Corp - (AR) | SWPP | AC | 11.041 | 1.165 | 16.398 | . | 28.604 | 1502 | 16 | 12 | . | 1530 | . | . | . | . | 0 | 0.177 | 0.049 | . | . | 0.226 | 38 | 2 | . | . | 40 | . | . | . | . | 0 | . | . | . | . | 0 | . | . | 14.75 | . | 14.75 | . | . | 8 | . | 8 | . | . | 54.65 | . | 54.65 | . | . | . | . | 0 | . | . | . | . | 0 | . | . | . | . | 0 | . | 0.009 | . | . | 0.009 | . | 1 | . | . | 1 | . | . | . | . | 0 | . | . | . | . | 0 | . | . | . | . | 0 | . | . | . | . | 0 | 11.218 | 1.223 | 16.398 | 0 | 28.839 | 1540 | 19 | 12 | 0 | 1571 | 0 | 0 | 0 | 0 | 0
2023 | AR | 14446 | Paragould Light & Water Comm | SPA | AC | 0.183 | . | . | . | 0.183 | 15 | . | . | . | 15 | . | . | . | . | 0 | . | . | . | . | 0 | . | . | . | . | 0 | . | . | . | . | 0 | . | . | . | . | 0 | . | . | . | . | 0 | . | . | . | . | 0 | . | . | . | . | 0 | . | . | . | . | 0 | . | . | . | . | 0 | . | . | . | . | 0 | . | . | . | . | 0 | . | . | . | . | 0 | . | . | . | . | 0 | . | . | . | . | 0 | . | . | . | . | 0 | . | . | . | . | 0 | 0.183 | 0 | 0 | 0 | 0.183 | 15 | 0 | 0 | 0 | 15 | 0 | 0 | 0 | 0 | 0
2023 | AR | 14864 | Petit Jean Electric Coop Corp | MISO | AC | 0.817 | 0.45 | . | . | 1.267 | 76 | 1 | . | . | 77 | . | . | . | . | 0 | . | . | . | . | 0 | . | . | . | . | 0 | . | . | . | . | 0 | . | . | . | . | 0 | . | . | . | . | 0 | . | . | . | . | 0 | . | . | . | . | 0 | . | . | . | . | 0 | . | . | . | . | 0 | . | . | . | . | 0 | . | . | . | . | 0 | . | . | . | . | 0 | . | . | . | . | 0 | . | . | . | . | 0 | . | . | . | . | 0 | . | . | . | . | 0 | 0.817 | 0.45 | 0 | 0 | 1.267 | 76 | 1 | 0 | 0 | 77 | 0 | 0 | 0 | 0 | 0
2023 | AR | 17184 | City of Siloam Springs - (AR) | SWPP | AC | 0.409 | . | . | . | 0.409 | 53 | . | . | . | 53 | . | . | . | . | 0 | . | . | . | . | 0 | . | . | . | . | 0 | . | . | . | . | 0 | . | . | . | . | 0 | . | . | . | . | 0 | . | . | . | . | 0 | . | . | . | . | 0 | . | . | . | . | 0 | . | . | . | . | 0 | . | . | . | . | 0 | . | . | . | . | 0 | . | . | . | . | 0 | . | . | . | . | 0 | . | . | . | . | 0 | . | . | . | . | 0 | . | . | . | . | 0 | 0.409 | 0 | 0 | 0 | 0.409 | 53 | 0 | 0 | 0 | 53 | 0 | 0 | 0 | 0 | 0
2023 | AR | 17671 | Southwest Arkansas E C C | MISO | AC | 1.154 | 0.067 | . | . | 1.221 | 114 | 3 | . | . | 117 | . | . | . | . | 0 | . | . | . | . | 0 | . | . | . | . | 0 | . | . | . | . | 0 | . | . | . | . | 0 | . | . | . | . | 0 | . | . | . | . | 0 | . | . | . | . | 0 | . | . | . | . | 0 | . | . | . | . | 0 | . | . | . | . | 0 | . | . | . | . | 0 | . | . | . | . | 0 | . | . | . | . | 0 | . | . | . | . | 0 | . | . | . | . | 0 | . | . | . | . | 0 | 1.154 | 0.067 | 0 | 0 | 1.221 | 114 | 3 | 0 | 0 | 117 | 0 | 0 | 0 | 0 | 0
2023 | AR | 17698 | Southwestern Electric Power Co | SWPP | AC | 9.195 | 1.782 | 0.734 | . | 11.711 | 1388 | 45 | 2 | . | 1435 | 6715.713 | 11703.253 | 469.74 | . | 18888.706 | . | 10.875 | . | . | 10.875 | . | 5 | . | . | 5 | 0.201 | 3.529 | . | . | 3.73 | 16 | 10 | . | . | 26 | 0.093 | 0.007 | . | . | 0.1 | 16 | 1 | . | . | 17 | 0.278 | 0.013 | . | . | 0.291 | . | . | . | . | 0 | . | . | . | . | 0 | . | . | . | . | 0 | . | 0.002 | . | . | 0.002 | . | 1 | . | . | 1 | . | 0.165 | . | . | 0.165 | . | 3 | . | . | 3 | . | 1 | . | . | 1 | . | 0 | . | . | 0 | 9.396 | 19.188 | 0.734 | 0 | 29.318 | 1404 | 62 | 2 | 0 | 1468 | 6715.713 | 11703.418 | 469.74 | 0 | 18888.871
2023 | AR | 20963 | Woodruff Electric Coop Corp | MISO | AC | 0.318 | 2.213 | . | . | 2.531 | 28 | 7 | . | . | 35 | . | . | . | . | 0 | . | . | . | . | 0 | . | . | . | . | 0 | . | . | . | . | 0 | . | . | . | . | 0 | . | . | . | . | 0 | . | . | . | . | 0 | . | . | . | . | 0 | . | . | . | . | 0 | . | . | . | . | 0 | . | . | . | . | 0 | 0.003 | . | . | . | 0.003 | 1 | . | . | . | 1 | . | . | . | . | 0 | . | . | . | . | 0 | . | . | . | . | 0 | . | . | . | . | 0 | 0.321 | 2.213 | 0 | 0 | 2.534 | 29 | 7 | 0 | 0 | 36 | 0 | 0 | 0 | 0 | 0
2023 | AR | 99999 | State Adjustment | MISO |  | -12.854 | -11.631 | -0.699 | . | -25.184 | . | . | . | . | . | . | . | . | . | . | . | . | . | . | . | . | . | . | . | . | . | . | . | . | . | . | . | . | . | . | . | . | . | . | . | . | . | . | . | . | . | . | . | . | . | . | . | . | . | . | . | . | . | . | . | . | . | . | . | . | . | . | . | . | . | . | . | . | . | . | . | . | . | . | . | . | . | . | . | . | . | . | . | . | . | . | . | . | . | . | -12.854 | -11.631 | -0.699 | . | -25.184 | . | . | . | . | . | . | . | . | . | .
2023 | AR | 99999 | State Adjustment | SWPP |  | -4.398 | -0.68 | . | . | -5.078 | . | . | . | . | . | . | . | . | . | . | . | . | . | . | . | . | . | . | . | . | . | . | . | . | . | . | . | . | . | . | . | . | . | . | . | . | . | . | . | . | . | . | . | . | . | . | . | . | . | . | . | . | . | . | . | . | . | . | . | . | . | . | . | . | . | . | . | . | . | . | . | . | . | . | . | . | . | . | . | . | . | . | . | . | . | . | . | . | . | . | -4.398 | -0.68 | . | . | -5.078 | . | . | . | . | . | . | . | . | . | .
2023 | AZ | 176 | Ajo Improvement Co | AZPS | AC | 0.051 | 0.005 | . | . | 0.056 | 10 | 3 | . | . | 13 | 4.114 | 0.395 | . | . | 4.509 | . | . | . | . | 0 | . | . | . | . | 0 | . | . | . | . | 0 | . | . | . | . | 0 | . | . | . | . | 0 | . | . | . | . | 0 | . | . | . | . | 0 | . | . | . | . | 0 | . | . | . | . | 0 | . | . | . | . | 0 | . | . | . | . | 0 | . | . | . | . | 0 | . | . | . | . | 0 | . | . | . | . | 0 | . | . | . | . | 0 | . | . | . | . | 0 | 0.051 | 0.005 | 0 | 0 | 0.056 | 10 | 3 | 0 | 0 | 13 | 4.114 | 0.395 | 0 | 0 | 4.509
2023 | AZ | 803 | Arizona Public Service Co | AZPS | DC | 1536.355 | 355.519 | 0 | 0 | 1891.874 | 172560 | 2106 | 0 | 0 | 174666 | . | . | . | . | 0 | . | . | . | . | 0 | . | . | . | . | 0 | . | . | . | . | 0 | . | . | . | . | 0 | 26.828 | 1.388 | 0 | 0 | 28.216 | 3225 | 17 | 0 | 0 | 3242 | 63.324 | 2.417 | 0 | 0 | 65.741 | 0.725 | 1.321 | 0 | 0 | 2.046 | 91 | 7 | 0 | 0 | 98 | 1.928 | 0.891 | 0 | 0 | 2.819 | 0.057 | 0.125 | 0 | 0 | 0.182 | 25 | 12 | 0 | 0 | 37 | . | . | . | . | 0 | . | . | . | . | 0 | . | . | . | . | 0 | . | . | . | . | 0 | 1536.412 | 355.644 | 0 | 0 | 1892.056 | 172585 | 2118 | 0 | 0 | 174703 | 0 | 0 | 0 | 0 | 0
2023 | AZ | 6957 | Garkane Energy Coop, Inc | WALC | DC | 0.009 | 0.242 | 0 | 0 | 0.251 | 4 | 4 | 0 | 0 | 8 | . | . | . | . | 0 | . | . | . | . | 0 | . | . | . | . | 0 | . | . | . | . | 0 | . | . | . | . | 0 | . | . | . | . | 0 | . | . | . | . | 0 | . | . | . | . | 0 | . | . | . | . | 0 | . | . | . | . | 0 | . | . | . | . | 0 | . | . | . | . | 0 | . | . | . | . | 0 | . | . | . | . | 0 | . | . | . | . | 0 | . | . | . | . | 0 | . | . | . | . | 0 | 0.009 | 0.242 | 0 | 0 | 0.251 | 4 | 4 | 0 | 0 | 8 | 0 | 0 | 0 | 0 | 0
2023 | AZ | 12351 | City of Mesa - (AZ) | WALC | DC | 0.923 | 0.999 | . | . | 1.922 | 151 | 30 | . | . | 181 | . | . | . | . | 0 | . | . | . | . | 0 | . | . | . | . | 0 | . | . | . | . | 0 | . | . | . | . | 0 | . | . | . | . | 0 | . | . | . | . | 0 | . | . | . | . | 0 | . | . | . | . | 0 | . | . | . | . | 0 | . | . | . | . | 0 | . | . | . | . | 0 | . | . | . | . | 0 | . | . | . | . | 0 | . | . | . | . | 0 | . | . | . | . | 0 | . | . | . | . | 0 | 0.923 | 0.999 | 0 | 0 | 1.922 | 151 | 30 | 0 | 0 | 181 | 0 | 0 | 0 | 0 | 0
2023 | AZ | 12919 | Morenci Water and Electric | WALC | AC | 0.008 | 0.028 | . | . | 0.036 | 1 | 3 | . | . | 4 | 0.402 | 1.181 | . | . | 1.583 | . | . | . | . | 0 | . | . | . | . | 0 | . | . | . | . | 0 | . | . | . | . | 0 | . | . | . | . | 0 | . | . | . | . | 0 | . | . | . | . | 0 | . | . | . | . | 0 | . | . | . | . | 0 | . | . | . | . | 0 | . | . | . | . | 0 | . | . | . | . | 0 | . | . | . | . | 0 | . | . | . | . | 0 | . | . | . | . | 0 | . | . | . | . | 0 | 0.008 | 0.028 | 0 | 0 | 0.036 | 1 | 3 | 0 | 0 | 4 | 0.402 | 1.181 | 0 | 0 | 1.583
2023 | AZ | 13318 | Navopache Electric Coop, Inc | TEPC | AC | 3.875 | 0.458 | . | . | 4.333 | 495 | 32 | . | . | 527 | 3703.699 | 245.307 | . | . | 3949.006 | . | . | . | . | 0 | . | . | . | . | 0 | . | . | . | . | 0 | . | . | . | . | 0 | . | . | . | . | 0 | . | . | . | . | 0 | . | . | . | . | 0 | . | . | . | . | 0 | . | . | . | . | 0 | . | . | . | . | 0 | 0.006 | . | . | . | 0.006 | 5 | . | . | . | 5 | . | . | . | . | 0 | . | . | . | . | 0 | . | . | . | . | 0 | . | . | . | . | 0 | 3.881 | 0.458 | 0 | 0 | 4.339 | 500 | 32 | 0 | 0 | 532 | 3703.699 | 245.307 | 0 | 0 | 3949.006
2023 | AZ | 16572 | Salt River Project | SRP | AC | 356.67 | 133.73 | 7.28 | 0 | 497.68 | 55276 | 870 | 10 | 0 | 56156 | 107904.08 | 41597 | 0 | 0 | 149501.08 | 0 | 0 | 0 | 0 | 0 | 0 | 0 | 0 | 0 | 0 | 0 | 0 | 0 | 0 | 0 | 0 | 0 | 0 | 0 | 0 | 21.67 | 0.84 | 0 | 0 | 22.51 | 3482 | 14 | 0 | 0 | 3496 | 69.85 | 1.56 | 0 | 0 | 71.41 | 1.53 | 0 | 0 | 0 | 1.53 | 191 | 0 | 0 | 0 | 191 | 4.16 | 0 | 0 | 0 | 4.16 | . | . | . | . | 0 | . | . | . | . | 0 | . | . | . | . | 0 | . | . | . | . | 0 | . | . | . | . | 0 | . | . | . | . | 0 | 356.67 | 133.73 | 7.28 | 0 | 497.68 | 55276 | 870 | 10 | 0 | 56156 | 107904.08 | 41597 | 0 | 0 | 149501.08
2023 | AZ | 18280 | Sulphur Springs Valley E C Inc | WALC | AC | 8.5 | 9 | . | . | 17.5 | 1137 | 314 | . | . | 1451 | . | . | . | . | 0 | . | . | . | . | 0 | . | . | . | . | 0 | . | . | . | . | 0 | . | . | . | . | 0 | . | . | . | . | 0 | . | . | . | . | 0 | . | . | . | . | 0 | . | . | . | . | 0 | . | . | . | . | 0 | . | . | . | . | 0 | 0.1 | . | . | . | 0.1 | 37 | . | . | . | 37 | . | . | . | . | 0 | . | . | . | . | 0 | . | . | . | . | 0 | . | . | . | . | 0 | 8.6 | 9 | 0 | 0 | 17.6 | 1174 | 314 | 0 | 0 | 1488 | 0 | 0 | 0 | 0 | 0
2023 | AZ | 19189 | Trico Electric Cooperative Inc | WALC | DC | 40.379 | 15.173 | . | . | 55.552 | 5141 | 74 | . | . | 5215 | 35302.381 | 7306.863 | . | . | 42609.244 | . | . | . | . | 0 | . | . | . | . | 0 | 0.043 | 0.183 | . | . | 0.226 | 42 | 1 | . | . | 43 | . | . | . | . | 0 | . | . | . | . | 0 | . | . | . | . | 0 | . | . | . | . | 0 | . | . | . | . | 0 | . | . | . | . | 0 | 0.002 | . | . | . | 0.002 | 1 | . | . | . | 1 | 0.101 | . | . | . | 0.101 | . | . | . | . | 0 | . | . | . | . | 0 | . | . | . | . | 0 | 40.424 | 15.356 | 0 | 0 | 55.78 | 5184 | 75 | 0 | 0 | 5259 | 35302.482 | 7306.863 | 0 | 0 | 42609.345
2023 | AZ | 19728 | UNS Electric, Inc | TEPC | AC | 65.576 | 15.95 | . | . | 81.526 | 8289 | 226 | . | . | 8515 | 62516.071 | 7775.904 | . | . | 70291.975 | . | . | . | . | 0 | . | . | . | . | 0 | . | . | . | . | 0 | . | . | . | . | 0 | 0.93 | 0 | . | . | 0.93 | 127 | 0 | . | . | 127 | . | . | . | . | 0 | . | . | . | . | 0 | . | . | . | . | 0 | . | . | . | . | 0 | 0.3 | 0.01 | . | . | 0.31 | 117 | 1 | . | . | 118 | 65.109 | 0 | . | . | 65.109 | . | . | . | . | 0 | . | . | . | . | 0 | . | . | . | . | 0 | 65.876 | 15.96 | 0 | 0 | 81.836 | 8406 | 227 | 0 | 0 | 8633 | 62581.18 | 7775.904 | 0 | 0 | 70357.084
2023 | AZ | 21538 | Mohave Electric Cooperative, Inc. | WALC | AC | 19.618 | 3.583 | . | . | 23.201 | 1915 | 92 | . | . | 2007 | 439.698 | 57.858 | . | . | 497.556 | . | . | . | . | 0 | . | . | . | . | 0 | . | . | . | . | 0 | . | . | . | . | 0 | . | . | . | . | 0 | . | . | . | . | 0 | . | . | . | . | 0 | . | . | . | . | 0 | . | . | . | . | 0 | . | . | . | . | 0 | 0.055 | . | . | . | 0.055 | 25 | . | . | . | 25 | . | . | . | . | 0 | . | . | . | . | 0 | . | . | . | . | 0 | . | . | . | . | 0 | 19.673 | 3.583 | 0 | 0 | 23.256 | 1940 | 92 | 0 | 0 | 2032 | 439.698 | 57.858 | 0 | 0 | 497.556
2023 | AZ | 24211 | Tucson Electric Power Co | TEPC | AC | 312.296 | 154.392 | . | . | 466.688 | 46954 | 1075 | . | . | 48029 | 52758.8 | 27074.041 | . | . | 79832.841 | . | . | . | . | 0 | . | . | . | . | 0 | . | . | . | . | 0 | . | . | . | . | 0 | 9.23 | 0.34 | . | . | 9.57 | 1022 | 7 | . | . | 1029 | . | . | . | . | 0 | . | 0.21 | . | . | 0.21 | . | 1 | . | . | 1 | . | . | . | . | 0 | 0.024 | 0.012 | . | . | 0.036 | 1 | 1 | . | . | 2 | 0.069 | 0 | . | . | 0.069 | . | . | . | . | 0 | . | . | . | . | 0 | . | . | . | . | 0 | 312.32 | 154.404 | 0 | 0 | 466.724 | 46955 | 1076 | 0 | 0 | 48031 | 52758.869 | 27074.041 | 0 | 0 | 79832.91
2023 | AZ | 30518 | Electrical Dist No3 Pinal County | AZPS | AC | 24.398 | . | . | . | 24.398 | 3198 | . | . | . | 3198 | . | . | . | . | 0 | . | . | . | . | 0 | . | . | . | . | 0 | . | . | . | . | 0 | . | . | . | . | 0 | . | . | . | . | 0 | . | . | . | . | 0 | . | . | . | . | 0 | . | . | . | . | 0 | . | . | . | . | 0 | . | . | . | . | 0 | . | . | . | . | 0 | . | . | . | . | 0 | . | . | . | . | 0 | . | . | . | . | 0 | . | . | . | . | 0 | . | . | . | . | 0 | 24.398 | 0 | 0 | 0 | 24.398 | 3198 | 0 | 0 | 0 | 3198 | 0 | 0 | 0 | 0 | 0
2023 | AZ | 40165 | Dixie Escalante R E A, Inc | PACE | DC | 0.1 | 0.02 | . | . | 0.12 | 10 | 1 | . | . | 11 | 69.2 | . | . | . | 69.2 | . | . | . | . | 0 | . | . | . | . | 0 | . | . | . | . | 0 | . | . | . | . | 0 | . | . | . | . | 0 | . | . | . | . | 0 | . | . | . | . | 0 | . | . | . | . | 0 | . | . | . | . | 0 | . | . | . | . | 0 | . | . | . | . | 0 | . | . | . | . | 0 | . | . | . | . | 0 | . | . | . | . | 0 | . | . | . | . | 0 | . | . | . | . | 0 | 0.1 | 0.02 | 0 | 0 | 0.12 | 10 | 1 | 0 | 0 | 11 | 69.2 | 0 | 0 | 0 | 69.2
2023 | AZ | 65261 | Gila River Indian Utility Authority (GRICUA) | WALC | AC | . | . | . | . | 0 | . | . | . | . | 0 | . | . | . | . | 0 | . | . | . | . | 0 | . | . | . | . | 0 | . | . | . | . | 0 | . | . | . | . | 0 | . | . | . | . | 0 | . | . | . | . | 0 | . | . | . | . | 0 | . | . | . | . | 0 | . | . | . | . | 0 | . | . | . | . | 0 | . | . | . | . | 0 | . | . | . | . | 0 | . | . | . | . | 0 | . | 1 | . | . | 1 | . | 3 | . | . | 3 | . | . | . | . | 0 | 0 | 1 | 0 | 0 | 1 | 0 | 3 | 0 | 0 | 3 | 0 | 0 | 0 | 0 | 0
2023 | AZ | 99999 | State Adjustment | AZPS |  | -267.94 | -62.003 | 0 | . | -329.943 | . | . | . | . | . | . | . | . | . | . | . | . | . | . | . | . | . | . | . | . | . | . | . | . | . | . | . | . | . | . | . | . | . | . | . | . | . | . | . | . | . | . | . | . | . | . | . | . | . | . | . | . | . | . | . | . | . | . | . | . | . | . | . | . | . | . | . | . | . | . | . | . | . | . | . | . | . | . | . | . | . | . | . | . | . | . | . | . | . | . | -267.94 | -62.003 | 0 | . | -329.943 | . | . | . | . | . | . | . | . | . | .
2023 | AZ | 99999 | State Adjustment | PACE |  | -0.017 | -0.003 | . | . | -0.021 | . | . | . | . | . | . | . | . | . | . | . | . | . | . | . | . | . | . | . | . | . | . | . | . | . | . | . | . | . | . | . | . | . | . | . | . | . | . | . | . | . | . | . | . | . | . | . | . | . | . | . | . | . | . | . | . | . | . | . | . | . | . | . | . | . | . | . | . | . | . | . | . | . | . | . | . | . | . | . | . | . | . | . | . | . | . | . | . | . | . | -0.017 | -0.003 | . | . | -0.021 | . | . | . | . | . | . | . | . | . | .
2023 | AZ | 99999 | State Adjustment | PNM |  | 0.05 | . | . | . | 0.05 | . | . | . | . | . | . | . | . | . | . | . | . | . | . | . | . | . | . | . | . | . | . | . | . | . | . | . | . | . | . | . | . | . | . | . | . | . | . | . | . | . | . | . | . | . | . | . | . | . | . | . | . | . | . | . | . | . | . | . | . | . | . | . | . | . | . | . | . | . | . | . | . | . | . | . | . | . | . | . | . | . | . | . | . | . | . | . | . | . | . | 0.05 | . | . | . | 0.05 | . | . | . | . | . | . | . | . | . | .
2023 | AZ | 99999 | State Adjustment | WALC |  | -4.1 | -2.205 | 0 | . | -6.304 | . | . | . | . | . | . | . | . | . | . | . | . | . | . | . | . | . | . | . | . | . | . | . | . | . | . | . | . | . | . | . | . | . | . | . | . | . | . | . | . | . | . | . | . | . | . | . | . | . | . | . | . | . | . | . | . | . | . | . | . | . | . | . | . | . | . | . | . | . | . | . | . | . | . | . | . | . | . | . | . | . | . | . | . | . | . | . | . | . | . | -4.1 | -2.205 | 0 | . | -6.304 | . | . | . | . | . | . | . | . | . | .
2023 | CA | 207 | Alameda Municipal Power | CISO | AC | 4.2 | 2.113 | . | . | 6.313 | 1162 | 26 | . | . | 1188 | 147.38 | 31.406 | . | . | 178.786 | . | . | . | . | 0 | . | . | . | . | 0 | . | . | . | . | 0 | . | . | . | . | 0 | . | . | . | . | 0 | . | . | . | . | 0 | . | . | . | . | 0 | . | . | . | . | 0 | . | . | . | . | 0 | . | . | . | . | 0 | . | . | . | . | 0 | . | . | . | . | 0 | . | . | . | . | 0 | . | . | . | . | 0 | . | . | . | . | 0 | . | . | . | . | 0 | 4.2 | 2.113 | 0 | 0 | 6.313 | 1162 | 26 | 0 | 0 | 1188 | 147.38 | 31.406 | 0 | 0 | 178.786
2023 | CA | 590 | City of Anaheim - (CA) | CISO | DC | 29.952 | 20.34 | . | . | 50.292 | 5106 | 214 | . | . | 5320 | . | . | . | . | 0 | . | . | . | . | 0 | . | . | . | . | 0 | . | . | . | . | 0 | . | . | . | . | 0 | . | . | . | . | 0 | . | . | . | . | 0 | . | . | . | . | 0 | . | . | . | . | 0 | . | . | . | . | 0 | . | . | . | . | 0 | . | . | . | . | 0 | . | . | . | . | 0 | . | . | . | . | 0 | . | . | . | . | 0 | . | . | . | . | 0 | . | . | . | . | 0 | 29.952 | 20.34 | 0 | 0 | 50.292 | 5106 | 214 | 0 | 0 | 5320 | 0 | 0 | 0 | 0 | 0
2023 | CA | 1050 | City of Azusa | CISO | DC | 2.066 | 0.467 | 0.405 | . | 2.938 | 390 | 7 | 5 | . | 402 | . | . | . | . | 0 | . | . | . | . | 0 | . | . | . | . | 0 | . | . | . | . | 0 | . | . | . | . | 0 | . | . | . | . | 0 | . | . | . | . | 0 | . | . | . | . | 0 | . | . | . | . | 0 | . | . | . | . | 0 | . | . | . | . | 0 | . | . | . | . | 0 | . | . | . | . | 0 | . | . | . | . | 0 | . | . | . | . | 0 | . | . | . | . | 0 | . | . | . | . | 0 | 2.066 | 0.467 | 0.405 | 0 | 2.938 | 390 | 7 | 5 | 0 | 402 | 0 | 0 | 0 | 0 | 0
2023 | CA | 2507 | City of Burbank Water and Power | LDWP | AC | 8.9 | 5.722 | . | . | 14.622 | 1525 | 81 | . | . | 1606 | . | . | . | . | 0 | . | . | . | . | 0 | . | . | . | . | 0 | . | . | . | . | 0 | . | . | . | . | 0 | 0.484 | 0.008 | . | . | 0.492 | 70 | 1 | . | . | 71 | 1.303 | 0.021 | . | . | 1.324 | . | . | . | . | 0 | . | . | . | . | 0 | . | . | . | . | 0 | . | . | . | . | 0 | . | . | . | . | 0 | . | . | . | . | 0 | . | . | . | . | 0 | . | . | . | . | 0 | . | . | . | . | 0 | 8.9 | 5.722 | 0 | 0 | 14.622 | 1525 | 81 | 0 | 0 | 1606 | 0 | 0 | 0 | 0 | 0
2023 | CA | 4003 | City of Colton - (CA) | CISO | AC | 8.93 | 1.24 | 7.74 | . | 17.91 | 1028 | 10 | 11 | . | 1049 | . | . | . | . | 0 | . | . | . | . | 0 | . | . | . | . | 0 | . | . | . | . | 0 | . | . | . | . | 0 | . | . | . | . | 0 | . | . | . | . | 0 | . | . | . | . | 0 | . | . | . | . | 0 | . | . | . | . | 0 | . | . | . | . | 0 | . | . | . | . | 0 | . | . | . | . | 0 | . | . | . | . | 0 | . | . | . | . | 0 | . | . | . | . | 0 | . | . | . | . | 0 | 8.93 | 1.24 | 7.74 | 0 | 17.91 | 1028 | 10 | 11 | 0 | 1049 | 0 | 0 | 0 | 0 | 0
2023 | CA | 4390 | City of Corona - (CA) | CISO | AC | 0.136 | 0.4 | 0 | 0 | 0.536 | 18 | 3 | 0 | 0 | 21 | . | . | . | . | 0 | . | . | . | . | 0 | . | . | . | . | 0 | . | . | . | . | 0 | . | . | . | . | 0 | . | . | . | . | 0 | . | . | . | . | 0 | . | . | . | . | 0 | . | . | . | . | 0 | . | . | . | . | 0 | . | . | . | . | 0 | . | . | . | . | 0 | . | . | . | . | 0 | . | . | . | . | 0 | . | . | . | . | 0 | . | . | . | . | 0 | . | . | . | . | 0 | 0.136 | 0.4 | 0 | 0 | 0.536 | 18 | 3 | 0 | 0 | 21 | 0 | 0 | 0 | 0 | 0
2023 | CA | 7294 | City of Glendale - (CA) | LDWP | AC | 16.653 | 10.988 | . | . | 27.641 | 2727 | 121 | . | . | 2848 | 455.568 | . | . | . | 455.568 | . | . | . | . | 0 | . | . | . | . | 0 | . | . | . | . | 0 | . | . | . | . | 0 | 1.119 | 0.01 | . | . | 1.129 | 224 | 2 | . | . | 226 | 2.884 | 0.026 | . | . | 2.91 | . | . | . | . | 0 | . | . | . | . | 0 | . | . | . | . | 0 | . | . | . | . | 0 | . | . | . | . | 0 | . | . | . | . | 0 | . | . | . | . | 0 | . | . | . | . | 0 | . | . | . | . | 0 | 16.653 | 10.988 | 0 | 0 | 27.641 | 2727 | 121 | 0 | 0 | 2848 | 455.568 | 0 | 0 | 0 | 455.568
2023 | CA | 9216 | Imperial Irrigation District | IID | AC | 67.361 | 57.143 | . | . | 124.504 | 8753 | 258 | . | . | 9011 | . | . | . | . | 0 | . | . | . | . | 0 | . | . | . | . | 0 | 3.529 | 0.309 | . | . | 3.838 | 1148 | 101 | . | . | 1249 | . | . | . | . | 0 | . | . | . | . | 0 | . | . | . | . | 0 | . | . | . | . | 0 | . | . | . | . | 0 | . | . | . | . | 0 | 0.002 | . | . | . | 0.002 | 1 | . | . | . | 1 | . | . | . | . | 0 | . | 2.15 | . | . | 2.15 | . | 8 | . | . | 8 | . | . | . | . | 0 | 70.892 | 59.602 | 0 | 0 | 130.494 | 9902 | 367 | 0 | 0 | 10269 | 0 | 0 | 0 | 0 | 0
2023 | CA | 11124 | City of Lodi - (CA) | CISO | AC | 3.257 | 3.61 | . | . | 6.867 | 645 | 61 | . | . | 706 | . | . | . | . | 0 | . | . | . | . | 0 | . | . | . | . | 0 | . | . | . | . | 0 | . | . | . | . | 0 | . | . | . | . | 0 | . | . | . | . | 0 | . | . | . | . | 0 | . | . | . | . | 0 | . | . | . | . | 0 | . | . | . | . | 0 | . | . | . | . | 0 | . | . | . | . | 0 | . | . | . | . | 0 | . | . | . | . | 0 | . | . | . | . | 0 | . | . | . | . | 0 | 3.257 | 3.61 | 0 | 0 | 6.867 | 645 | 61 | 0 | 0 | 706 | 0 | 0 | 0 | 0 | 0
2023 | CA | 11208 | Los Angeles Department of Water & Power | LDWP | AC | 481.697 | 130.961 | . | . | 612.658 | 79254 | 1665 | . | . | 80919 | 298078.47 | 37891 | . | . | 335969.47 | . | . | . | . | 0 | . | . | . | . | 0 | . | . | . | . | 0 | . | . | . | . | 0 | 30.01 | 2.03 | . | . | 32.04 | 3919 | 3 | . | . | 3922 | . | . | . | . | 0 | 1.64 | 1.14 | . | . | 2.78 | 226 | 5 | . | . | 231 | . | . | . | . | 0 | . | . | . | . | 0 | . | . | . | . | 0 | . | . | . | . | 0 | . | . | . | . | 0 | . | . | . | . | 0 | . | . | . | . | 0 | 481.697 | 130.961 | 0 | 0 | 612.658 | 79254 | 1665 | 0 | 0 | 80919 | 298078.47 | 37891 | 0 | 0 | 335969.47
2023 | CA | 12312 | Merced Irrigation District | CISO | AC | 11.858 | 8.92 | 0.114 | . | 20.892 | 2958 | 57 | 2 | . | 3017 | . | . | . | . | 0 | . | . | . | . | 0 | . | . | . | . | 0 | . | . | . | . | 0 | . | . | . | . | 0 | . | . | . | . | 0 | . | . | . | . | 0 | . | . | . | . | 0 | . | . | . | . | 0 | . | . | . | . | 0 | . | . | . | . | 0 | . | . | . | . | 0 | . | . | . | . | 0 | . | . | . | . | 0 | . | . | . | . | 0 | . | . | . | . | 0 | . | . | . | . | 0 | 11.858 | 8.92 | 0.114 | 0 | 20.892 | 2958 | 57 | 2 | 0 | 3017 | 0 | 0 | 0 | 0 | 0
2023 | CA | 12745 | Modesto Irrigation District | BANC | AC | 51.512 | 16.62 | 9.914 | . | 78.046 | 10342 | 179 | 55 | . | 10576 | . | . | . | . | 0 | . | . | . | . | 0 | . | . | . | . | 0 | . | . | . | . | 0 | . | . | . | . | 0 | 3.073 | . | 0.171 | . | 3.244 | 405 | . | 1 | . | 406 | . | . | . | . | 0 | . | . | 1.341 | . | 1.341 | . | . | 1 | . | 1 | . | . | . | . | 0 | . | . | . | . | 0 | . | . | . | . | 0 | . | . | . | . | 0 | . | . | . | . | 0 | . | . | . | . | 0 | . | . | . | . | 0 | 51.512 | 16.62 | 9.914 | 0 | 78.046 | 10342 | 179 | 55 | 0 | 10576 | 0 | 0 | 0 | 0 | 0
2023 | CA | 14328 | Pacific Gas & Electric Co. | CISO | AC | 5005.186 | 1510.375 | 1260.687 | 0 | 7776.248 | 796957 | 15596 | 5291 | 0 | 817844 | 0 | 0 | 0 | 0 | 0 | 0 | 0 | 0 | 0 | 0 | 0 | 0 | 0 | 0 | 0 | 23.022 | 48.076 | 0.138 | 0 | 71.236 | 5876 | 3653 | 4 | 0 | 9533 | 494.533 | 36.866 | 57.507 | 0 | 588.906 | 72121 | 332 | 160 | 0 | 72613 | 0 | 0 | 0 | 0 | 0 | 0.085 | 0 | 0.245 | 0 | 0.33 | 8 | 0 | 2 | 0 | 10 | 0 | 0 | 0 | 0 | 0 | 0.916 | 0.623 | 27.193 | 0 | 28.732 | 165 | 36 | 44 | 0 | 245 | 0 | 0 | 0 | 0 | 0 | 0.26 | 60.602 | 185.335 | 0 | 246.197 | 34 | 90 | 250 | 0 | 374 | 0 | 0 | 0 | 0 | 0 | 5029.384 | 1619.676 | 1473.353 | 0 | 8122.413 | 803032 | 19375 | 5589 | 0 | 827996 | 0 | 0 | 0 | 0 | 0
2023 | CA | 14354 | PacifiCorp | PACW | DC | 5.654 | 4.811 | 2.964 | 0 | 13.429 | 717 | 66 | 21 | 0 | 804 | . | . | . | . | 0 | . | . | . | . | 0 | . | . | . | . | 0 | . | . | . | . | 0 | . | . | . | . | 0 | 0.649 | 0.03 | 0 | 0 | 0.679 | 56 | 1 | 0 | 0 | 57 | 0.806 | 0.01 | 0 | 0 | 0.816 | . | . | . | . | 0 | . | . | . | . | 0 | . | . | . | . | 0 | 0.001 | 0.005 | 0 | 0 | 0.006 | 1 | 2 | 0 | 0 | 3 | . | . | . | . | 0 | 0.011 | 0.066 | 0 | 0 | 0.077 | 2 | 1 | 0 | 0 | 3 | . | . | . | . | 0 | 5.666 | 4.882 | 2.964 | 0 | 13.512 | 720 | 69 | 21 | 0 | 810 | 0 | 0 | 0 | 0 | 0
2023 | CA | 14401 | City of Palo Alto - (CA) | CISO | AC | 6.5 | 10.7 | . | . | 17.2 | 1274 | 100 | . | . | 1374 | 125 | 4091 | . | . | 4216 | . | . | . | . | 0 | . | . | . | . | 0 | . | . | . | . | 0 | . | . | . | . | 0 | 1.084 | . | . | . | 1.084 | 101 | . | . | . | 101 | . | . | . | . | 0 | . | . | . | . | 0 | . | . | . | . | 0 | . | . | . | . | 0 | . | . | . | . | 0 | . | . | . | . | 0 | . | . | . | . | 0 | . | . | . | . | 0 | . | . | . | . | 0 | . | . | . | . | 0 | 6.5 | 10.7 | 0 | 0 | 17.2 | 1274 | 100 | 0 | 0 | 1374 | 125 | 4091 | 0 | 0 | 4216
2023 | CA | 14534 | City of Pasadena - (CA) | CISO | AC | 14.254 | 8.95 | . | . | 23.204 | 2473 | 100 | . | . | 2573 | 74.461 | 58.742 | . | . | 133.203 | . | . | . | . | 0 | . | . | . | . | 0 | . | . | . | . | 0 | . | . | . | . | 0 | . | . | . | . | 0 | . | . | . | . | 0 | . | . | . | . | 0 | . | . | . | . | 0 | . | . | . | . | 0 | . | . | . | . | 0 | . | . | . | . | 0 | . | . | . | . | 0 | . | . | . | . | 0 | . | . | . | . | 0 | . | . | . | . | 0 | . | . | . | . | 0 | 14.254 | 8.95 | 0 | 0 | 23.204 | 2473 | 100 | 0 | 0 | 2573 | 74.461 | 58.742 | 0 | 0 | 133.203
2023 | CA | 15783 | City of Redding - (CA) | BANC | DC | 14.349 | 6.954 | . | . | 21.303 | 1987 | 101 | . | . | 2088 | . | . | . | . | 0 | . | . | . | . | 0 | . | . | . | . | 0 | . | . | . | . | 0 | . | . | . | . | 0 | . | . | . | . | 0 | . | . | . | . | 0 | . | . | . | . | 0 | . | . | . | . | 0 | . | . | . | . | 0 | . | . | . | . | 0 | . | . | . | . | 0 | . | . | . | . | 0 | . | . | . | . | 0 | . | . | . | . | 0 | . | . | . | . | 0 | . | . | . | . | 0 | 14.349 | 6.954 | 0 | 0 | 21.303 | 1987 | 101 | 0 | 0 | 2088 | 0 | 0 | 0 | 0 | 0
2023 | CA | 16088 | City of Riverside - (CA) | CISO | DC | 40.47 | 22.76 | . | . | 63.23 | 6570 | 227 | . | . | 6797 | 1765 | . | . | . | 1765 | . | . | . | . | 0 | . | . | . | . | 0 | . | . | . | . | 0 | . | . | . | . | 0 | . | . | . | . | 0 | . | . | . | . | 0 | . | . | . | . | 0 | . | . | . | . | 0 | . | . | . | . | 0 | . | . | . | . | 0 | . | . | . | . | 0 | . | . | . | . | 0 | . | . | . | . | 0 | . | . | . | . | 0 | . | . | . | . | 0 | . | . | . | . | 0 | 40.47 | 22.76 | 0 | 0 | 63.23 | 6570 | 227 | 0 | 0 | 6797 | 1765 | 0 | 0 | 0 | 1765
2023 | CA | 16295 | City of Roseville - (CA) | BANC | AC | 39.628 | 6.966 | 1.789 | 0 | 48.383 | 10548 | 75 | 3 | 0 | 10626 | 19507 | 1872 | 0 | 0 | 21379 | 0 | 0 | 0 | 0 | 0 | 0 | 0 | 0 | 0 | 0 | 0.96 | 0 | 0 | 0 | 0.96 | 183 | 0 | 0 | 0 | 183 | 0.693 | 0 | 0 | 0 | 0.693 | 102 | 0 | 0 | 0 | 102 | 1.921 | 0 | 0 | 0 | 1.921 | 0 | 0 | 0 | 0 | 0 | 0 | 0 | 0 | 0 | 0 | 0 | 0 | 0 | 0 | 0 | 0 | 0 | 0 | 0 | 0 | 0 | 0 | 0 | 0 | 0 | 0 | 0 | 0 | 0 | 0 | 0 | 0 | 0 | 0 | 0 | 0 | 0 | 0 | 0 | 0 | 0 | 0 | 0 | 0 | 0 | 40.588 | 6.966 | 1.789 | 0 | 49.343 | 10731 | 75 | 3 | 0 | 10809 | 19507 | 1872 | 0 | 0 | 21379
2023 | CA | 16534 | Sacramento Municipal Util Dist | BANC | AC | 233.627 | 83.737 | 37.188 | 0 | 354.552 | 51374 | 1228 | 51 | 0 | 52653 | . | . | . | . | 0 | . | . | . | . | 0 | . | . | . | . | 0 | 0.671 | 0.348 | 0 | 0 | 1.019 | 560 | 43 | 0 | 0 | 603 | 9.93 | 0.027 | . | . | 9.957 | 1528 | 4 | . | . | 1532 | . | . | . | . | 0 | . | . | . | . | 0 | . | . | . | . | 0 | . | . | . | . | 0 | 0.002 | . | 0.005 | . | 0.007 | 1 | . | 1 | . | 2 | . | . | . | . | 0 | . | . | . | . | 0 | . | . | . | . | 0 | . | . | . | . | 0 | 234.3 | 84.085 | 37.193 | 0 | 355.578 | 51935 | 1271 | 52 | 0 | 53258 | 0 | 0 | 0 | 0 | 0
2023 | CA | 16609 | San Diego Gas & Electric Co | CISO | AC | 1699.235 | 296.211 | 103.171 | 0 | 2098.617 | 307300 | 5366 | 139 | 0 | 312805 | 0 | 1 | 0 | 0 | 1 | 0 | 0 | 0 | 0 | 0 | 0 | 0 | 0 | 0 | 0 | 22.302 | 6.58 | 3.825 | 0 | 32.707 | 599 | 76 | 6 | 0 | 681 | 68.522 | 15.289 | 4.476 | 0 | 88.287 | 10256 | 172 | 6 | 0 | 10434 | 0 | 0 | 0 | 0 | 0 | 0 | 0 | 0 | 0 | 0 | 0 | 0 | 0 | 0 | 0 | 0 | 0 | 0 | 0 | 0 | 0.122 | 0.007 | 1 | 0 | 1.129 | 37 | 3 | 1 | 0 | 41 | 0 | 0 | 0 | 0 | 0 | 0.022 | 14.177 | 15.308 | 0 | 29.507 | 2 | 52 | 21 | 0 | 75 | 0 | 0 | 0 | 0 | 0 | 1721.681 | 316.975 | 123.304 | 0 | 2161.96 | 307938 | 5497 | 167 | 0 | 313602 | 0 | 1 | 0 | 0 | 1
2023 | CA | 16612 | City & County of San Francisco | CISO | AC | . | . | . | . | 0 | . | . | . | . | 0 | . | . | . | . | 0 | . | . | . | . | 0 | . | . | . | . | 0 | . | 0.402 | . | . | 0.402 | . | 2 | . | . | 2 | . | . | . | . | 0 | . | . | . | . | 0 | . | . | . | . | 0 | . | . | . | . | 0 | . | . | . | . | 0 | . | . | . | . | 0 | . | . | . | . | 0 | . | . | . | . | 0 | . | . | . | . | 0 | . | . | . | . | 0 | . | . | . | . | 0 | . | . | . | . | 0 | 0 | 0.402 | 0 | 0 | 0.402 | 0 | 2 | 0 | 0 | 2 | 0 | 0 | 0 | 0 | 0
2023 | CA | 16655 | City of Santa Clara - (CA) | CISO | AC | 3.207 | 16.313 | . | . | 19.52 | 826 | 99 | . | . | 925 | . | . | . | . | 0 | . | . | . | . | 0 | . | . | . | . | 0 | . | . | . | . | 0 | . | . | . | . | 0 | . | . | . | . | 0 | . | . | . | . | 0 | . | . | . | . | 0 | . | . | . | . | 0 | . | . | . | . | 0 | . | . | . | . | 0 | . | . | . | . | 0 | . | . | . | . | 0 | . | . | . | . | 0 | . | . | . | . | 0 | . | . | . | . | 0 | . | . | . | . | 0 | 3.207 | 16.313 | 0 | 0 | 19.52 | 826 | 99 | 0 | 0 | 925 | 0 | 0 | 0 | 0 | 0
2023 | CA | 17609 | Southern California Edison Co | CISO | AC | 3857.726 | 995.981 | 277.208 | . | 5130.915 | 625170 | 9015 | 507 | . | 634692 | . | . | . | . | 0 | . | . | . | . | 0 | . | . | . | . | 0 | 8.337 | 44.825 | . | . | 53.162 | 103 | 1131 | . | . | 1234 | 301.206 | 61.164 | 5.286 | . | 367.656 | 45945 | 434 | 15 | . | 46394 | 735.589 | 142.199 | 15.857 | . | 893.645 | . | . | . | . | 0 | . | . | . | . | 0 | . | . | . | . | 0 | 1.797 | 4.955 | 8.1 | . | 14.852 | 213 | 15 | 7 | . | 235 | . | . | . | . | 0 | 0.726 | 49.285 | 33.703 | . | 83.714 | 77 | 129 | 46 | . | 252 | . | . | . | . | 0 | 3868.586 | 1095.046 | 319.011 | 0 | 5282.643 | 625563 | 10290 | 560 | 0 | 636413 | 0 | 0 | 0 | 0 | 0
2023 | CA | 17612 | Bear Valley Electric Service | CISO | DC | 2.738 | 3.112 | . | . | 5.85 | 573 | 25 | . | . | 598 | . | . | . | . | 0 | . | . | . | . | 0 | . | . | . | . | 0 | . | . | . | . | 0 | . | . | . | . | 0 | . | . | . | . | 0 | . | . | . | . | 0 | . | . | . | . | 0 | . | . | . | . | 0 | . | . | . | . | 0 | . | . | . | . | 0 | 0.069 | 0.01 | . | . | 0.079 | 6 | 1 | . | . | 7 | . | . | . | . | 0 | . | . | . | . | 0 | . | . | . | . | 0 | . | . | . | . | 0 | 2.807 | 3.122 | 0 | 0 | 5.929 | 579 | 26 | 0 | 0 | 605 | 0 | 0 | 0 | 0 | 0
2023 | CA | 17896 | City of Shasta Lake - (CA) | BANC | AC | 0.603 | 0.177 | . | . | 0.78 | 115 | 7 | . | . | 122 | . | . | . | . | 0 | . | . | . | . | 0 | . | . | . | . | 0 | . | . | . | . | 0 | . | . | . | . | 0 | 0.007 | . | . | . | 0.007 | 3 | . | . | . | 3 | 0.037 | . | . | . | 0.037 | . | . | . | . | 0 | . | . | . | . | 0 | . | . | . | . | 0 | . | . | . | . | 0 | . | . | . | . | 0 | . | . | . | . | 0 | . | . | 0.85 | . | 0.85 | . | . | 1 | . | 1 | . | . | . | . | 0 | 0.603 | 0.177 | 0.85 | 0 | 1.63 | 115 | 7 | 1 | 0 | 123 | 0 | 0 | 0 | 0 | 0
2023 | CA | 18260 | Surprise Valley Electrification | PACW | AC | 0.137 | 0.028 | . | . | 0.165 | 14 | 3 | . | . | 17 | . | . | . | . | 0 | . | . | . | . | 0 | . | . | . | . | 0 | . | . | . | . | 0 | . | . | . | . | 0 | . | . | . | . | 0 | . | . | . | . | 0 | . | . | . | . | 0 | . | . | . | . | 0 | . | . | . | . | 0 | . | . | . | . | 0 | . | . | . | . | 0 | . | . | . | . | 0 | . | . | . | . | 0 | . | . | . | . | 0 | . | . | . | . | 0 | . | . | . | . | 0 | 0.137 | 0.028 | 0 | 0 | 0.165 | 14 | 3 | 0 | 0 | 17 | 0 | 0 | 0 | 0 | 0
2023 | CA | 19281 | Turlock Irrigation District | TIDC | AC | 21.912 | 12.467 | 18.957 | . | 53.336 | 3606 | 75 | 106 | . | 3787 | . | . | . | . | 0 | . | . | . | . | 0 | . | . | . | . | 0 | 0.063 | . | 3.634 | . | 3.697 | 3 | . | 10 | . | 13 | . | . | . | . | 0 | . | . | . | . | 0 | . | . | . | . | 0 | . | . | . | . | 0 | . | . | . | . | 0 | . | . | . | . | 0 | . | . | . | . | 0 | . | . | . | . | 0 | . | . | . | . | 0 | . | . | . | . | 0 | . | . | . | . | 0 | . | . | . | . | 0 | 21.975 | 12.467 | 22.591 | 0 | 57.033 | 3609 | 75 | 116 | 0 | 3800 | 0 | 0 | 0 | 0 | 0
2023 | CA | 19798 | City of Vernon | CISO | AC | . | 6.528 | . | . | 6.528 | . | 34 | . | . | 34 | . | . | . | . | 0 | . | . | . | . | 0 | . | . | . | . | 0 | . | . | . | . | 0 | . | . | . | . | 0 | . | . | . | . | 0 | . | . | . | . | 0 | . | . | . | . | 0 | . | . | . | . | 0 | . | . | . | . | 0 | . | . | . | . | 0 | . | . | . | . | 0 | . | . | . | . | 0 | . | . | . | . | 0 | . | . | . | . | 0 | . | . | . | . | 0 | . | . | . | . | 0 | 0 | 6.528 | 0 | 0 | 6.528 | 0 | 34 | 0 | 0 | 34 | 0 | 0 | 0 | 0 | 0
2023 | CA | 55787 | City of Moreno Valley - (CA) | CISO | AC | 11.147 | 5.03 | . | . | 16.177 | 2472 | 21 | . | . | 2493 | 4384 | 0 | . | . | 4384 | 0 | 0 | . | . | 0 | 0 | 0 | . | . | 0 | 0 | 0 | . | . | 0 | 0 | 0 | . | . | 0 | 0.24 | 0 | . | . | 0.24 | 22 | 0 | . | . | 22 | 0.24 | 0 | . | . | 0.24 | 0 | 0 | . | . | 0 | 0 | 0 | . | . | 0 | 0 | 0 | . | . | 0 | . | . | . | . | 0 | . | . | . | . | 0 | . | . | . | . | 0 | . | . | . | . | 0 | . | . | . | . | 0 | . | . | . | . | 0 | 11.147 | 5.03 | 0 | 0 | 16.177 | 2472 | 21 | 0 | 0 | 2493 | 4384 | 0 | 0 | 0 | 4384
2023 | CA | 57483 | Liberty Utilities | CISO | AC | 3.122 | 0.926 | . | . | 4.048 | 575 | 31 | . | . | 606 | . | . | . | . | 0 | . | . | . | . | 0 | . | . | . | . | 0 | 0.072 | . | . | . | 0.072 | 52 | . | . | . | 52 | . | . | . | . | 0 | . | . | . | . | 0 | . | . | . | . | 0 | . | . | . | . | 0 | . | . | . | . | 0 | . | . | . | . | 0 | 0.001 | . | . | . | 0.001 | 1 | . | . | . | 1 | . | . | . | . | 0 | . | . | . | . | 0 | . | . | . | . | 0 | . | . | . | . | 0 | 3.195 | 0.926 | 0 | 0 | 4.121 | 628 | 31 | 0 | 0 | 659 | 0 | 0 | 0 | 0 | 0
2023 | CA | 99999 | State Adjustment | BANC |  | -2.502 | -1.213 | . | . | -3.715 | . | . | . | . | . | . | . | . | . | . | . | . | . | . | . | . | . | . | . | . | . | . | . | . | . | . | . | . | . | . | . | . | . | . | . | . | . | . | . | . | . | . | . | . | . | . | . | . | . | . | . | . | . | . | . | . | . | . | . | . | . | . | . | . | . | . | . | . | . | . | . | . | . | . | . | . | . | . | . | . | . | . | . | . | . | . | . | . | . | . | -2.502 | -1.213 | . | . | -3.715 | . | . | . | . | . | . | . | . | . | .
2023 | CA | 99999 | State Adjustment | CISO |  | -6.652 | -1.331 | 0.497 | . | -7.486 | . | . | . | . | . | . | . | . | . | . | . | . | . | . | . | . | . | . | . | . | . | . | . | . | . | . | . | . | . | . | . | . | . | . | . | . | . | . | . | . | . | . | . | . | . | . | . | . | . | . | . | . | . | . | . | . | . | . | . | . | . | . | . | . | . | . | . | . | . | . | . | . | . | . | . | . | . | . | . | . | . | . | . | . | . | . | . | . | . | . | -6.652 | -1.331 | 0.497 | . | -7.486 | . | . | . | . | . | . | . | . | . | .
2023 | CA | 99999 | State Adjustment | NEVP |  | 0.74 | 0.284 | . | . | 1.024 | . | . | . | . | . | . | . | . | . | . | . | . | . | . | . | . | . | . | . | . | . | . | . | . | . | . | . | . | . | . | . | . | . | . | . | . | . | . | . | . | . | . | . | . | . | . | . | . | . | . | . | . | . | . | . | . | . | . | . | . | . | . | . | . | . | . | . | . | . | . | . | . | . | . | . | . | . | . | . | . | . | . | . | . | . | . | . | . | . | . | 0.74 | 0.284 | . | . | 1.024 | . | . | . | . | . | . | . | . | . | .
2023 | CA | 99999 | State Adjustment | PACW |  | -0.986 | -0.839 | -0.517 | . | -2.342 | . | . | . | . | . | . | . | . | . | . | . | . | . | . | . | . | . | . | . | . | . | . | . | . | . | . | . | . | . | . | . | . | . | . | . | . | . | . | . | . | . | . | . | . | . | . | . | . | . | . | . | . | . | . | . | . | . | . | . | . | . | . | . | . | . | . | . | . | . | . | . | . | . | . | . | . | . | . | . | . | . | . | . | . | . | . | . | . | . | . | -0.986 | -0.839 | -0.517 | . | -2.342 | . | . | . | . | . | . | . | . | . | .
2023 | CA | 99999 | State Adjustment | WALC |  | 0.938 | 0.674 | 0 | . | 1.612 | . | . | . | . | . | . | . | . | . | . | . | . | . | . | . | . | . | . | . | . | . | . | . | . | . | . | . | . | . | . | . | . | . | . | . | . | . | . | . | . | . | . | . | . | . | . | . | . | . | . | . | . | . | . | . | . | . | . | . | . | . | . | . | . | . | . | . | . | . | . | . | . | . | . | . | . | . | . | . | . | . | . | . | . | . | . | . | . | . | . | 0.938 | 0.674 | 0 | . | 1.612 | . | . | . | . | . | . | . | . | . | .
2023 | CO | 3989 | City of Colorado Springs - (CO) | WACM | AC | 38.587 | 2.138 | 0 | 0 | 40.725 | 8474 | 552 | 0 | . | 9026 | 1186.09 | 6368.61 | 0 | 0 | 7554.7 | . | . | 0 | 0 | 0 | . | . | 0 | 0 | 0 | 0.72 | 3.2 | 0 | 0 | 3.92 | 382 | 66 | 0 | 0 | 448 | 1.618 | 0.092 | 0 | 0 | 1.71 | 231 | 14 | 0 | 0 | 245 | 4.119 | 0.123 | 0 | 0 | 4.242 | 0 | 0 | 0 | 0 | 0 | 0 | 0 | 0 | 0 | 0 | 0 | 0 | 0 | 0 | 0 | 0 | 0.01 | 0 | . | 0.01 | 0 | 1 | 0 | 0 | 1 | 0 | 0 | 0 | 0 | 0 | 0 | 0 | 0 | 0 | 0 | 0 | 0 | 0 | 0 | 0 | 0 | 0 | 0 | 0 | 0 | 39.307 | 5.348 | 0 | 0 | 44.655 | 8856 | 619 | 0 | 0 | 9475 | 1186.09 | 6368.61 | 0 | 0 | 7554.7
2023 | CO | 5086 | Delta Montrose Electric Assn | WACM | DC | 12.279 | 1.133 | . | . | 13.412 | 1810 | 55 | . | . | 1865 | . | . | . | . | 0 | . | . | . | . | 0 | . | . | . | . | 0 | . | . | . | . | 0 | . | . | . | . | 0 | . | . | . | . | 0 | . | . | . | . | 0 | . | . | . | . | 0 | . | . | . | . | 0 | . | . | . | . | 0 | . | . | . | . | 0 | 0.012 | . | . | . | 0.012 | 2 | . | . | . | 2 | . | . | . | . | 0 | 0.015 | 0.158 | . | . | 0.173 | 3 | 2 | . | . | 5 | . | . | . | . | 0 | 12.306 | 1.291 | 0 | 0 | 13.597 | 1815 | 57 | 0 | 0 | 1872 | 0 | 0 | 0 | 0 | 0
2023 | CO | 5862 | Empire Electric Assn, Inc | WACM | AC | 2.806 | 2.738 | 0.017 | . | 5.561 | 441 | 97 | 1 | . | 539 | . | . | . | . | 0 | . | . | . | . | 0 | . | . | . | . | 0 | 0.021 | . | . | . | 0.021 | 6 | . | . | . | 6 | . | . | . | . | 0 | . | . | . | . | 0 | . | . | . | . | 0 | . | . | . | . | 0 | . | . | . | . | 0 | . | . | . | . | 0 | . | . | . | . | 0 | . | . | . | . | 0 | . | . | . | . | 0 | . | . | 0.053 | . | 0.053 | . | . | 3 | . | 3 | . | . | . | . | 0 | 2.827 | 2.738 | 0.07 | 0 | 5.635 | 447 | 97 | 4 | 0 | 548 | 0 | 0 | 0 | 0 | 0
2023 | CO | 6604 | City of Fort Collins - (CO) | PSCO | DC | 21.806 | 2.251 | 3.779 | . | 27.836 | 3528 | 77 | 24 | . | 3629 | . | . | . | . | 0 | . | . | . | . | 0 | . | . | . | . | 0 | 0.729 | . | . | . | 0.729 | 312 | . | . | . | 312 | 1.1 | 0.122 | . | . | 1.222 | 155 | 2 | . | . | 157 | 2.724 | 0.372 | . | . | 3.096 | . | 0.015 | . | . | 0.015 | . | 1 | . | . | 1 | . | 0.041 | . | . | 0.041 | 0.001 | . | . | . | 0.001 | 1 | . | . | . | 1 | . | . | . | . | 0 | . | . | 1.976 | . | 1.976 | . | . | 6 | . | 6 | . | . | . | . | 0 | 22.536 | 2.251 | 5.755 | 0 | 30.542 | 3841 | 77 | 30 | 0 | 3948 | 0 | 0 | 0 | 0 | 0
2023 | CO | 6638 | City of Fountain | PSCO | AC | 5.415 | . | . | . | 5.415 | 850 | . | . | . | 850 | 3947 | . | . | . | 3947 | . | . | . | . | 0 | . | . | . | . | 0 | . | . | . | . | 0 | . | . | . | . | 0 | . | . | . | . | 0 | . | . | . | . | 0 | . | . | . | . | 0 | . | . | . | . | 0 | . | . | . | . | 0 | . | . | . | . | 0 | . | . | . | . | 0 | . | . | . | . | 0 | . | . | . | . | 0 | . | . | . | . | 0 | . | . | . | . | 0 | . | . | . | . | 0 | 5.415 | 0 | 0 | 0 | 5.415 | 850 | 0 | 0 | 0 | 850 | 3947 | 0 | 0 | 0 | 3947
2023 | CO | 7563 | Grand Valley Power | PSCO | DC | 6.835 | 1.1 | . | . | 7.935 | 1131 | 14 | . | . | 1145 | . | . | . | . | 0 | . | . | . | . | 0 | . | . | . | . | 0 | . | . | . | . | 0 | . | . | . | . | 0 | . | . | . | . | 0 | . | . | . | . | 0 | . | . | . | . | 0 | . | . | . | . | 0 | . | . | . | . | 0 | . | . | . | . | 0 | 0.003 | . | . | . | 0.003 | 1 | . | . | . | 1 | . | . | . | . | 0 | 0.005 | . | . | . | 0.005 | 2 | . | . | . | 2 | . | . | . | . | 0 | 6.843 | 1.1 | 0 | 0 | 7.943 | 1134 | 14 | 0 | 0 | 1148 | 0 | 0 | 0 | 0 | 0
2023 | CO | 8570 | Highline Electric Assn | WACM | DC | 0.578 | 0.024 | 0.037 | . | 0.639 | 58 | 1 | 3 | . | 62 | 416.37 | 22.28 | 36.958 | . | 475.608 | . | . | . | . | 0 | . | . | . | . | 0 | . | . | . | . | 0 | . | . | . | . | 0 | . | . | . | . | 0 | . | . | . | . | 0 | . | . | . | . | 0 | . | . | . | . | 0 | . | . | . | . | 0 | . | . | . | . | 0 | 0.026 | . | . | . | 0.026 | 3 | . | . | . | 3 | 4.142 | . | . | . | 4.142 | . | . | . | . | 0 | . | . | . | . | 0 | . | . | . | . | 0 | 0.604 | 0.024 | 0.037 | 0 | 0.665 | 61 | 1 | 3 | 0 | 65 | 420.512 | 22.28 | 36.958 | 0 | 479.75
2023 | CO | 8773 | Holy Cross Electric Assn, Inc | PSCO | DC | 21.495 | 3.485 | 0.016 | 0 | 24.996 | 2549 | 183 | 2 | 0 | 2734 | 748.206 | 142.515 | 0 | 0 | 890.721 | 0 | 0 | 0 | 0 | 0 | 0 | 0 | 0 | 0 | 0 | 0 | 0 | 0 | 0 | 0 | 0 | 0 | 0 | 0 | 0 | 4.027 | 0 | 0 | 0 | 4.027 | 218 | 0 | 0 | 0 | 218 | 18.122 | 0 | 0 | 0 | 18.122 | 0 | 0 | 0 | 0 | 0 | 0 | 0 | 0 | 0 | 0 | 0 | 0 | 0 | 0 | 0 | 0 | 0.009 | 0 | 0 | 0.009 | 0 | 3 | 0 | 0 | 3 | 0 | 0 | 0 | 0 | 0 | 0.032 | 0.009 | 0 | 0 | 0.041 | 7 | 3 | 0 | 0 | 10 | 0 | 0 | 0 | 0 | 0 | 21.527 | 3.503 | 0.016 | 0 | 25.046 | 2556 | 189 | 2 | 0 | 2747 | 748.206 | 142.515 | 0 | 0 | 890.721
2023 | CO | 9336 | CORE Electric Cooperative | PSCO | AC | 50.91 | 0.96 | 0.43 | . | 52.3 | 8867 | 32 | 3 | . | 8902 | . | . | . | . | 0 | . | . | . | . | 0 | . | . | . | . | 0 | . | . | . | . | 0 | . | . | . | . | 0 | . | . | . | . | 0 | . | . | . | . | 0 | . | . | . | . | 0 | . | . | . | . | 0 | . | . | . | . | 0 | . | . | . | . | 0 | 0.03 | . | . | . | 0.03 | 14 | . | . | . | 14 | . | . | . | . | 0 | 0.011 | . | . | . | 0.011 | 2 | . | . | . | 2 | . | . | . | . | 0 | 50.951 | 0.96 | 0.43 | 0 | 52.341 | 8883 | 32 | 3 | 0 | 8918 | 0 | 0 | 0 | 0 | 0
2023 | CO | 10066 | K C Electric Association | WACM | DC | 0.203 | 0.232 | 0.034 | 0 | 0.469 | 22 | 14 | 2 | 0 | 38 | 0 | 0 | 0 | 0 | 0 | 0 | 0 | 0 | 0 | 0 | 0 | 0 | 0 | 0 | 0 | 0 | 0 | 0 | 0 | 0 | 0 | 0 | 0 | 0 | 0 | 0 | 0 | 0 | 0 | 0 | 0 | 0 | 0 | 0 | 0 | 0 | 0 | 0 | 0 | 0 | 0 | 0 | 0 | 0 | 0 | 0 | 0 | 0 | 0 | 0 | 0 | 0 | 0 | 0 | 0 | 0.01 | 0 | 0 | 0 | 0.01 | 1 | 0 | 0 | 0 | 1 | 0 | 0 | 0 | 0 | 0 | 0 | 0 | 0 | 0 | 0 | 0 | 0 | 0 | 0 | 0 | 0 | 0 | 0 | 0 | 0 | 0.213 | 0.232 | 0.034 | 0 | 0.479 | 23 | 14 | 2 | 0 | 39 | 0 | 0 | 0 | 0 | 0
2023 | CO | 10539 | La Plata Electric Assn, Inc | WACM | DC | 15.657 | 3.582 | 0 | . | 19.239 | 2429 | 177 | . | . | 2606 | 1201.684 | 122.099 | . | . | 1323.783 | 0 | 0 | . | . | 0 | 0 | 0 | . | . | 0 | 0.261 | 0.089 | . | . | 0.35 | 54 | 11 | . | . | 65 | 0.666 | . | . | . | 0.666 | 89 | . | . | . | 89 | 1.601 | . | . | . | 1.601 | . | . | . | . | 0 | . | . | . | . | 0 | . | . | . | . | 0 | 0.01 | . | . | . | 0.01 | 2 | . | . | . | 2 | . | . | . | . | 0 | 0.002 | . | . | . | 0.002 | 2 | . | . | . | 2 | 0 | . | . | . | 0 | 15.93 | 3.671 | 0 | 0 | 19.601 | 2487 | 188 | 0 | 0 | 2675 | 1201.684 | 122.099 | 0 | 0 | 1323.783
2023 | CO | 11187 | City of Longmont | PSCO | AC | 6.263 | 0.533 | . | . | 6.796 | 903 | 24 | . | . | 927 | 4257.952 | 348.508 | . | . | 4606.46 | . | . | . | . | 0 | . | . | . | . | 0 | . | . | . | . | 0 | . | . | . | . | 0 | . | . | . | . | 0 | . | . | . | . | 0 | . | . | . | . | 0 | . | . | . | . | 0 | . | . | . | . | 0 | . | . | . | . | 0 | . | . | . | . | 0 | . | . | . | . | 0 | . | . | . | . | 0 | . | 0.165 | . | . | 0.165 | . | 2 | . | . | 2 | . | 54.2 | . | . | 54.2 | 6.263 | 0.698 | 0 | 0 | 6.961 | 903 | 26 | 0 | 0 | 929 | 4257.952 | 402.708 | 0 | 0 | 4660.66
2023 | CO | 11256 | City of Loveland - (CO) | PSCO | DC | 2.924 | 0.544 | 0 | 0 | 3.468 | 466 | 17 | 0 | 0 | 483 | 1906.24 | 137.031 | 285.408 | 0 | 2328.679 | 0 | 0 | 0 | 0 | 0 | 0 | 0 | 0 | 0 | 0 | 0 | 0 | 0 | 0 | 0 | 0 | 0 | 0 | 0 | 0 | 0.075 | 0 | 0 | 0 | 0.075 | 13 | 0 | 0 | 0 | 13 | 0.746 | 0 | . | 0 | 0.746 | 0 | 0 | 0 | 0 | 0 | 0 | 0 | 0 | 0 | 0 | 0 | 0 | 0 | 0 | 0 | 0 | 0 | 0 | 0 | 0 | 0 | 0 | 0 | 0 | 0 | 0 | 0 | 0 | 0 | 0 | 0 | 0 | 0 | 0 | 0 | 0 | 0 | 0 | 0 | 0 | 0 | 0 | 0 | 0 | 0 | 2.924 | 0.544 | 0 | 0 | 3.468 | 466 | 17 | 0 | 0 | 483 | 1906.24 | 137.031 | 285.408 | 0 | 2328.679
2023 | CO | 12860 | Morgan County Rural Elec Assn | WACM | DC | 0.642 | 0.016 | . | . | 0.658 | 79 | 2 | . | . | 81 | 64.36 | . | . | . | 64.36 | . | . | . | . | 0 | . | . | . | . | 0 | . | . | . | . | 0 | . | . | . | . | 0 | . | . | . | . | 0 | . | . | . | . | 0 | . | . | . | . | 0 | . | . | . | . | 0 | . | . | . | . | 0 | . | . | . | . | 0 | 0.003 | . | . | . | 0.003 | 1 | . | . | . | 1 | . | . | . | . | 0 | . | . | . | . | 0 | . | . | . | . | 0 | . | . | . | . | 0 | 0.645 | 0.016 | 0 | 0 | 0.661 | 80 | 2 | 0 | 0 | 82 | 64.36 | 0 | 0 | 0 | 64.36
2023 | CO | 12866 | Moon Lake Electric Assn Inc | WACM | AC | 0.017 | 0.1 | 0 | 0 | 0.117 | 3 | 5 | 0 | 0 | 8 | 0 | 0 | 0 | 0 | 0 | 0 | 0 | 0 | 0 | 0 | 0 | 0 | 0 | 0 | 0 | 0 | 0 | 0 | 0 | 0 | 0 | 0 | 0 | 0 | 0 | . | . | . | . | 0 | . | . | . | . | 0 | . | . | . | . | 0 | . | . | . | . | 0 | . | . | . | . | 0 | . | . | . | . | 0 | . | . | . | . | 0 | . | . | . | . | 0 | . | . | . | . | 0 | . | . | . | . | 0 | . | . | . | . | 0 | . | . | . | . | 0 | 0.017 | 0.1 | 0 | 0 | 0.117 | 3 | 5 | 0 | 0 | 8 | 0 | 0 | 0 | 0 | 0
2023 | CO | 13050 | Mountain Parks Electric, Inc | WACM | AC | 2.677 | 0.444 | . | . | 3.121 | 377 | 24 | . | . | 401 | . | . | . | . | 0 | 0 | 0 | . | . | 0 | 0 | 0 | . | . | 0 | 0 | 0 | . | . | 0 | 0 | 0 | . | . | 0 | . | . | . | . | 0 | . | . | . | . | 0 | . | . | . | . | 0 | . | . | . | . | 0 | . | . | . | . | 0 | . | . | . | . | 0 | 0.011 | . | . | . | 0.011 | 5 | . | . | . | 5 | . | . | . | . | 0 | . | 0.008 | . | . | 0.008 | . | 1 | . | . | 1 | . | . | . | . | 0 | 2.688 | 0.452 | 0 | 0 | 3.14 | 382 | 25 | 0 | 0 | 407 | 0 | 0 | 0 | 0 | 0
2023 | CO | 13058 | Mountain View Elec Assn, Inc | WACM | AC | 19.055 | 0.155 | . | . | 19.21 | 3358 | 16 | . | . | 3374 | 0 | 0 | . | . | 0 | 0 | 0 | . | . | 0 | 0 | 0 | . | . | 0 | 0 | 0 | . | . | 0 | 0 | 0 | . | . | 0 | 5.444 | 0 | . | . | 5.444 | 300 | 0 | . | . | 300 | 10.8 | 0 | . | . | 10.8 | 0 | 0 | . | . | 0 | 0 | 0 | . | . | 0 | 0 | 0 | . | . | 0 | 0.081 | 0.023 | . | . | 0.104 | 22 | 2 | . | . | 24 | 0 | 0 | . | . | 0 | 0.004 | 0 | . | . | 0.004 | 1 | 0 | . | . | 1 | 0 | 0 | . | . | 0 | 19.14 | 0.178 | 0 | 0 | 19.318 | 3381 | 18 | 0 | 0 | 3399 | 0 | 0 | 0 | 0 | 0
2023 | CO | 15257 | Poudre Valley REA, Inc | WACM | DC | 15.589 | 0.666 | 0.032 | 0 | 16.287 | 1938 | 47 | 2 | 0 | 1987 | . | . | . | . | 0 | 1.76 | . | . | . | 1.76 | 246 | . | . | . | 246 | 0.737 | . | . | . | 0.737 | 156 | . | . | . | 156 | . | . | . | . | 0 | . | . | . | . | 0 | . | . | . | . | 0 | . | . | . | . | 0 | . | . | . | . | 0 | . | . | . | . | 0 | . | . | . | . | 0 | . | . | . | . | 0 | . | . | . | . | 0 | . | . | . | . | 0 | . | . | . | . | 0 | . | . | . | . | 0 | 18.086 | 0.666 | 0.032 | 0 | 18.784 | 2340 | 47 | 2 | 0 | 2389 | 0 | 0 | 0 | 0 | 0
2023 | CO | 15466 | Public Service Co of Colorado | PSCO | DC | 597.987 | 209.235 | 10.981 | . | 818.203 | 101447 | 3104 | 11 | . | 104562 | . | . | . | . | 0 | . | . | . | . | 0 | . | . | . | . | 0 | . | . | . | . | 0 | . | . | . | . | 0 | . | . | . | . | 0 | . | . | . | . | 0 | . | . | . | . | 0 | . | . | . | . | 0 | . | . | . | . | 0 | . | . | . | . | 0 | . | . | . | . | 0 | . | . | . | . | 0 | . | . | . | . | 0 | . | . | . | . | 0 | . | . | . | . | 0 | . | . | . | . | 0 | 597.987 | 209.235 | 10.981 | 0 | 818.203 | 101447 | 3104 | 11 | 0 | 104562 | 0 | 0 | 0 | 0 | 0
2023 | CO | 16603 | San Luis Valley R E C, Inc | WACM | AC | 1.669 | 0.794 | 1.389 | . | 3.852 | 241 | 39 | 59 | . | 339 | . | . | . | . | 0 | . | . | . | . | 0 | . | . | . | . | 0 | . | . | . | . | 0 | . | . | . | . | 0 | . | . | . | . | 0 | . | . | . | . | 0 | . | . | . | . | 0 | . | . | . | . | 0 | . | . | . | . | 0 | . | . | . | . | 0 | 0.003 | . | . | . | 0.003 | 2 | . | . | . | 2 | . | . | . | . | 0 | . | . | . | . | 0 | . | . | . | . | 0 | . | . | . | . | 0 | 1.672 | 0.794 | 1.389 | 0 | 3.855 | 243 | 39 | 59 | 0 | 341 | 0 | 0 | 0 | 0 | 0
2023 | CO | 16616 | San Isabel Electric Assn, Inc | WACM | AC | 7.452 | . | . | . | 7.452 | 1281 | . | . | . | 1281 | 5.663 | . | . | . | 5.663 | . | . | . | . | 0 | . | . | . | . | 0 | . | . | . | . | 0 | . | . | . | . | 0 | . | . | . | . | 0 | . | . | . | . | 0 | . | . | . | . | 0 | . | . | . | . | 0 | . | . | . | . | 0 | . | . | . | . | 0 | 0.003 | . | . | . | 0.003 | 3 | . | . | . | 3 | 2.626 | . | . | . | 2.626 | 7.455 | . | . | . | 7.455 | 1284 | . | . | . | 1284 | 5663.786 | . | . | . | 5663.786 | 14.91 | 0 | 0 | 0 | 14.91 | 2568 | 0 | 0 | 0 | 2568 | 5672.075 | 0 | 0 | 0 | 5672.075
2023 | CO | 16622 | San Miguel Power Assn, Inc | WACM | AC | 5.927 | 1.051 | . | . | 6.978 | 554 | 55 | . | . | 609 | . | . | . | . | 0 | . | . | . | . | 0 | . | . | . | . | 0 | . | . | . | . | 0 | . | . | . | . | 0 | . | . | . | . | 0 | . | . | . | . | 0 | . | . | . | . | 0 | . | . | . | . | 0 | . | . | . | . | 0 | . | . | . | . | 0 | 0.004 | . | . | . | 0.004 | 2 | . | . | . | 2 | . | . | . | . | 0 | 0.009 | 0.033 | . | . | 0.042 | 2 | 2 | . | . | 4 | . | . | . | . | 0 | 5.94 | 1.084 | 0 | 0 | 7.024 | 558 | 57 | 0 | 0 | 615 | 0 | 0 | 0 | 0 | 0
2023 | CO | 17592 | Southeast Colorado Power Assn | WACM | AC | 1.403 | 0.406 | . | . | 1.809 | 166 | 17 | . | . | 183 | . | . | . | . | 0 | . | . | . | . | 0 | . | . | . | . | 0 | . | . | . | . | 0 | . | . | . | . | 0 | . | . | . | . | 0 | . | . | . | . | 0 | . | . | . | . | 0 | . | . | . | . | 0 | . | . | . | . | 0 | . | . | . | . | 0 | 0.064 | 0.055 | . | . | 0.119 | 14 | 3 | . | . | 17 | . | . | . | . | 0 | . | . | . | . | 0 | . | . | . | . | 0 | . | . | . | . | 0 | 1.467 | 0.461 | 0 | 0 | 1.928 | 180 | 20 | 0 | 0 | 200 | 0 | 0 | 0 | 0 | 0
2023 | CO | 19499 | United Power, Inc | WACM | AC | 67.465 | 2.662 | 0.067 | 0 | 70.194 | 11518 | 44 | 2 | 0 | 11564 | . | . | . | . | 0 | . | . | . | . | 0 | . | . | . | . | 0 | 0.015 | 0.003 | 0.003 | 0 | 0.021 | 24 | 1 | 1 | 0 | 26 | . | . | . | . | 0 | . | . | . | . | 0 | . | . | . | . | 0 | . | . | . | . | 0 | . | . | . | . | 0 | . | . | . | . | 0 | 0.022 | 0.012 | 0 | 0 | 0.034 | 8 | 2 | 0 | 0 | 10 | . | . | . | . | 0 | . | . | . | . | 0 | . | . | . | . | 0 | . | . | . | . | 0 | 67.502 | 2.677 | 0.07 | 0 | 70.249 | 11550 | 47 | 3 | 0 | 11600 | 0 | 0 | 0 | 0 | 0
2023 | CO | 20576 | White River Electric Assn, Inc | WACM | AC | 0.105 | 0.001 | . | . | 0.106 | 19 | 1 | . | . | 20 | . | . | . | . | 0 | . | . | . | . | 0 | . | . | . | . | 0 | . | . | . | . | 0 | . | . | . | . | 0 | . | . | . | . | 0 | . | . | . | . | 0 | . | . | . | . | 0 | . | . | . | . | 0 | . | . | . | . | 0 | . | . | . | . | 0 | . | . | . | . | 0 | . | . | . | . | 0 | . | . | . | . | 0 | . | . | 0.023 | . | 0.023 | . | . | 1 | . | 1 | . | . | . | . | 0 | 0.105 | 0.001 | 0.023 | 0 | 0.129 | 19 | 1 | 1 | 0 | 21 | 0 | 0 | 0 | 0 | 0
2023 | CO | 21075 | Y-W Electric Assn Inc | WACM | DC | 0.236 | 0.72 | . | . | 0.956 | 31 | 3 | . | . | 34 | 14.861 | 33.2 | . | . | 48.061 | . | . | . | . | 0 | . | . | . | . | 0 | . | . | . | . | 0 | . | . | . | . | 0 | . | . | . | . | 0 | . | . | . | . | 0 | . | . | . | . | 0 | . | . | . | . | 0 | . | . | . | . | 0 | . | . | . | . | 0 | . | 0.265 | . | . | 0.265 | . | 4 | . | . | 4 | . | 290.2 | . | . | 290.2 | . | . | . | . | 0 | . | . | . | . | 0 | . | . | . | . | 0 | 0.236 | 0.985 | 0 | 0 | 1.221 | 31 | 7 | 0 | 0 | 38 | 14.861 | 323.4 | 0 | 0 | 338.261
2023 | CO | 21081 | Yampa Valley Electric Assn Inc | PSCO | AC | 2.43 | 2.31 | . | . | 4.74 | 276 | 47 | . | . | 323 | 252.87 | 3.22 | . | . | 256.09 | . | 2 | . | . | 2 | . | 6 | . | . | 6 | 0.635 | . | . | . | 0.635 | 211 | . | . | . | 211 | 0.251 | 0.03 | . | . | 0.281 | 10 | 1 | . | . | 11 | 0.365 | 0.108 | . | . | 0.473 | . | . | . | . | 0 | . | . | . | . | 0 | . | . | . | . | 0 | 0.1 | . | . | . | 0.1 | 1 | . | . | . | 1 | . | . | . | . | 0 | . | . | . | . | 0 | . | . | . | . | 0 | . | . | . | . | 0 | 3.165 | 4.31 | 0 | 0 | 7.475 | 488 | 53 | 0 | 0 | 541 | 252.87 | 3.22 | 0 | 0 | 256.09
2023 | CO | 27058 | High West Energy, Inc | WACM | DC | 0.02 | . | . | . | 0.02 | 10 | . | . | . | 10 | . | . | . | . | 0 | . | . | . | . | 0 | . | . | . | . | 0 | . | . | . | . | 0 | . | . | . | . | 0 | . | . | . | . | 0 | . | . | . | . | 0 | . | . | . | . | 0 | . | . | . | . | 0 | . | . | . | . | 0 | . | . | . | . | 0 | . | . | . | . | 0 | . | . | . | . | 0 | . | . | . | . | 0 | . | . | . | . | 0 | . | . | . | . | 0 | . | . | . | . | 0 | 0.02 | 0 | 0 | 0 | 0.02 | 10 | 0 | 0 | 0 | 10 | 0 | 0 | 0 | 0 | 0
2023 | CO | 56146 | Black Hills Colorado Electric, LLC | PSCO | DC | 54.19 | 13.321 | 21 | . | 88.511 | 7868 | 242 | 3 | . | 8113 | . | . | . | . | 0 | 4.387 | 5.613 | . | . | 10 | 136 | 174 | . | . | 310 | 0.574 | 0.546 | . | . | 1.12 | 40 | 38 | . | . | 78 | . | . | . | . | 0 | . | . | . | . | 0 | . | . | . | . | 0 | . | . | . | . | 0 | . | . | . | . | 0 | . | . | . | . | 0 | 0.006 | . | 1.8 | . | 1.806 | 3 | . | 1 | . | 4 | . | . | . | . | 0 | . | . | . | . | 0 | . | . | . | . | 0 | . | . | . | . | 0 | 59.157 | 19.48 | 22.8 | 0 | 101.437 | 8047 | 454 | 4 | 0 | 8505 | 0 | 0 | 0 | 0 | 0
2023 | CO | 99999 | State Adjustment | PSCO |  | -121.883 | -39.801 | -6.239 | . | -167.924 | . | . | . | . | . | . | . | . | . | . | . | . | . | . | . | . | . | . | . | . | . | . | . | . | . | . | . | . | . | . | . | . | . | . | . | . | . | . | . | . | . | . | . | . | . | . | . | . | . | . | . | . | . | . | . | . | . | . | . | . | . | . | . | . | . | . | . | . | . | . | . | . | . | . | . | . | . | . | . | . | . | . | . | . | . | . | . | . | . | . | -121.883 | -39.801 | -6.239 | . | -167.924 | . | . | . | . | . | . | . | . | . | .
2023 | CO | 99999 | State Adjustment | WACM |  | -5.234 | -0.928 | 0.754 | . | -5.408 | . | . | . | . | . | . | . | . | . | . | . | . | . | . | . | . | . | . | . | . | . | . | . | . | . | . | . | . | . | . | . | . | . | . | . | . | . | . | . | . | . | . | . | . | . | . | . | . | . | . | . | . | . | . | . | . | . | . | . | . | . | . | . | . | . | . | . | . | . | . | . | . | . | . | . | . | . | . | . | . | . | . | . | . | . | . | . | . | . | . | -5.234 | -0.928 | 0.754 | . | -5.408 | . | . | . | . | . | . | . | . | . | .
2023 | CT | 4176 | Connecticut Light & Power Co | ISNE | AC | 524.575 | 202.058 | 28.934 | . | 755.567 | 68592 | 1864 | 89 | . | 70545 | . | . | . | . | 0 | . | 46.821 | . | . | 46.821 | . | 171 | . | . | 171 | . | 22.266 | . | . | 22.266 | . | 162 | . | . | 162 | . | . | . | . | 0 | . | . | . | . | 0 | . | . | . | . | 0 | . | . | . | . | 0 | . | . | . | . | 0 | . | . | . | . | 0 | 0.086 | 0.013 | . | . | 0.099 | 17 | 4 | . | . | 21 | . | . | . | . | 0 | 0.367 | 44.631 | 10.695 | . | 55.693 | 22 | 89 | 17 | . | 128 | . | . | . | . | 0 | 525.028 | 315.789 | 39.629 | 0 | 880.446 | 68631 | 2290 | 106 | 0 | 71027 | 0 | 0 | 0 | 0 | 0
2023 | CT | 7716 | Groton Dept of Utilities - (CT) | ISNE | AC | 4.16 | 0.291 | 0 | 0 | 4.451 | 809 | 6 | 0 | 0 | 815 | 2493.949 | 146.335 | 0 | 0 | 2640.284 | 0 | 0 | 0 | 0 | 0 | 0 | 0 | 0 | 0 | 0 | 0 | 0 | 0 | 0 | 0 | 0 | 0 | 0 | 0 | 0 | 0 | 0 | 0 | 0 | 0 | 0 | 0 | 0 | 0 | 0 | 0 | 0 | 0 | 0 | 0 | 0 | 0 | 0 | 0 | 0 | 0 | 0 | 0 | 0 | 0 | 0 | 0 | 0 | 0 | 0 | 0 | 0 | 0 | 0 | 0 | 0 | 0 | 0 | 0 | 0 | 0 | 0 | 0 | 0 | 0 | 0 | 0 | 0 | 0 | 0 | 0 | 0 | 0 | 0 | 0 | 0 | 0 | 0 | 0 | 0 | 4.16 | 0.291 | 0 | 0 | 4.451 | 809 | 6 | 0 | 0 | 815 | 2493.949 | 146.335 | 0 | 0 | 2640.284
2023 | CT | 13831 | City of Norwich - (CT) | ISNE | AC | 0.665 | 0.557 | . | . | 1.222 | 59 | 5 | . | . | 64 | 177.815 | 147.284 | . | . | 325.099 | . | . | . | . | 0 | . | . | . | . | 0 | . | . | . | . | 0 | . | . | . | . | 0 | . | . | . | . | 0 | . | . | . | . | 0 | . | . | . | . | 0 | . | . | . | . | 0 | . | . | . | . | 0 | . | . | . | . | 0 | . | . | . | . | 0 | . | . | . | . | 0 | . | . | . | . | 0 | . | 0.45 | . | . | 0.45 | . | 1 | . | . | 1 | . | 55.3 | . | . | 55.3 | 0.665 | 1.007 | 0 | 0 | 1.672 | 59 | 6 | 0 | 0 | 65 | 177.815 | 202.584 | 0 | 0 | 380.399
2023 | CT | 19497 | United Illuminating Co | ISNE | AC | 138.987 | 55.309 | 7.674 | . | 201.97 | 21175 | 399 | 47 | . | 21621 | . | . | . | . | 0 | . | 2 | . | . | 2 | . | 2 | . | . | 2 | . | 3.52 | . | . | 3.52 | . | 4 | . | . | 4 | 0.023 | . | . | . | 0.023 | 1 | . | . | . | 1 | 0.015 | . | . | . | 0.015 | 0.013 | . | . | . | 0.013 | 4 | . | . | . | 4 | 0.053 | . | . | . | 0.053 | . | 0.03 | 0.1 | . | 0.13 | . | 1 | 1 | . | 2 | . | 0 | 1.403 | . | 1.403 | . | 13.265 | . | . | 13.265 | . | 31 | . | . | 31 | . | . | . | . | 0 | 138.987 | 74.124 | 7.774 | 0 | 220.885 | 21175 | 437 | 48 | 0 | 21660 | 0 | 0 | 1.403 | 0 | 1.403
2023 | CT | 20038 | Town of Wallingford - (CT) | ISNE | AC | 0.491 | 0.927 | . | . | 1.418 | 47 | 6 | . | . | 53 | . | . | . | . | 0 | . | . | . | . | 0 | . | . | . | . | 0 | . | . | . | . | 0 | . | . | . | . | 0 | . | . | . | . | 0 | . | . | . | . | 0 | . | . | . | . | 0 | . | . | . | . | 0 | . | . | . | . | 0 | . | . | . | . | 0 | . | . | . | . | 0 | . | . | . | . | 0 | . | . | . | . | 0 | . | . | . | . | 0 | . | . | . | . | 0 | . | . | . | . | 0 | 0.491 | 0.927 | 0 | 0 | 1.418 | 47 | 6 | 0 | 0 | 53 | 0 | 0 | 0 | 0 | 0
2023 | CT | 99999 | State Adjustment | ISNE |  | 0.01 | . | . | . | 0.01 | . | . | . | . | . | . | . | . | . | . | . | . | . | . | . | . | . | . | . | . | . | . | . | . | . | . | . | . | . | . | . | . | . | . | . | . | . | . | . | . | . | . | . | . | . | . | . | . | . | . | . | . | . | . | . | . | . | . | . | . | . | . | . | . | . | . | . | . | . | . | . | . | . | . | . | . | . | . | . | . | . | . | . | . | . | . | . | . | . | . | 0.01 | . | . | . | 0.01 | . | . | . | . | . | . | . | . | . | .
2023 | DC | 15270 | Potomac Electric Power Co | PJM | AC | 91.286 | 53.631 | . | . | 144.917 | 14763 | 770 | . | . | 15533 | . | . | . | . | 0 | . | . | . | . | 0 | . | . | . | . | 0 | 0.014 | 0.149 | . | . | 0.163 | 1 | 3 | . | . | 4 | . | . | . | . | 0 | . | . | . | . | 0 | . | . | . | . | 0 | . | . | . | . | 0 | . | . | . | . | 0 | . | . | . | . | 0 | . | . | . | . | 0 | . | . | . | . | 0 | . | . | . | . | 0 | . | . | . | . | 0 | . | . | . | . | 0 | . | . | . | . | 0 | 91.3 | 53.78 | 0 | 0 | 145.08 | 14764 | 773 | 0 | 0 | 15537 | 0 | 0 | 0 | 0 | 0
2023 | DE | 5027 | Delmarva Power | PJM | AC | 70.357 | 18.876 | 3.257 | 0 | 92.49 | 8869 | 301 | 8 | 0 | 9178 | . | . | . | . | 0 | . | . | . | . | 0 | . | . | . | . | 0 | . | . | . | . | 0 | . | . | . | . | 0 | . | . | . | . | 0 | . | . | . | . | 0 | . | . | . | . | 0 | . | . | . | . | 0 | . | . | . | . | 0 | . | . | . | . | 0 | 0.064 | 0.035 | 0 | 0 | 0.099 | 10 | 5 | 0 | 0 | 15 | . | . | . | . | 0 | 0 | 0.5 | 0 | 0 | 0.5 | 0 | 1 | 0 | 0 | 1 | . | . | . | . | 0 | 70.421 | 19.411 | 3.257 | 0 | 93.089 | 8879 | 307 | 8 | 0 | 9194 | 0 | 0 | 0 | 0 | 0
2023 | DE | 5070 | Delaware Electric Cooperative | PJM | DC | 24.05 | 6.864 | . | . | 30.914 | 2899 | 125 | . | . | 3024 | . | . | . | . | 0 | . | . | . | . | 0 | . | . | . | . | 0 | . | . | . | . | 0 | . | . | . | . | 0 | . | . | . | . | 0 | . | . | . | . | 0 | . | . | . | . | 0 | . | . | . | . | 0 | . | . | . | . | 0 | . | . | . | . | 0 | 0.018 | 0.005 | . | . | 0.023 | 7 | 1 | . | . | 8 | . | . | . | . | 0 | . | . | . | . | 0 | . | . | . | . | 0 | . | . | . | . | 0 | 24.068 | 6.869 | 0 | 0 | 30.937 | 2906 | 126 | 0 | 0 | 3032 | 0 | 0 | 0 | 0 | 0
2023 | DE | 5335 | City of Dover - (DE) | PJM | AC | 3.935 | 1.874 | . | . | 5.809 | 514 | 31 | . | . | 545 | . | . | . | . | 0 | . | . | . | . | 0 | . | . | . | . | 0 | . | . | . | . | 0 | . | . | . | . | 0 | . | . | . | . | 0 | . | . | . | . | 0 | . | . | . | . | 0 | . | . | . | . | 0 | . | . | . | . | 0 | . | . | . | . | 0 | . | . | . | . | 0 | . | . | . | . | 0 | . | . | . | . | 0 | . | . | . | . | 0 | . | . | . | . | 0 | . | . | . | . | 0 | 3.935 | 1.874 | 0 | 0 | 5.809 | 514 | 31 | 0 | 0 | 545 | 0 | 0 | 0 | 0 | 0
2023 | DE | 12478 | Town of Middletown - (DE) | PJM | DC | 2.331 | 0.01 | 2.191 | 0 | 4.532 | 281 | 1 | 8 | 0 | 290 | . | . | . | . | 0 | 0 | 0 | 0 | 0 | 0 | 0 | 0 | 0 | 0 | 0 | 0 | 0 | 0 | 0 | 0 | 0 | 0 | 0 | 0 | 0 | . | . | . | . | 0 | . | . | . | . | 0 | . | . | . | . | 0 | . | . | . | . | 0 | . | . | . | . | 0 | . | . | . | . | 0 | . | . | . | . | 0 | . | . | . | . | 0 | . | . | . | . | 0 | . | . | . | . | 0 | . | . | . | . | 0 | . | . | . | . | 0 | 2.331 | 0.01 | 2.191 | 0 | 4.532 | 281 | 1 | 8 | 0 | 290 | 0 | 0 | 0 | 0 | 0
2023 | DE | 12540 | City of Milford - (DE) | PJM | AC | 1.681 | 0.422 | . | . | 2.103 | 212 | 13 | . | . | 225 | . | . | . | . | 0 | . | . | . | . | 0 | . | . | . | . | 0 | . | . | . | . | 0 | . | . | . | . | 0 | 0.005 | . | . | . | 0.005 | 3 | . | . | . | 3 | . | . | . | . | 0 | . | . | . | . | 0 | . | . | . | . | 0 | . | . | . | . | 0 | . | . | . | . | 0 | . | . | . | . | 0 | . | . | . | . | 0 | . | . | . | . | 0 | . | . | . | . | 0 | . | . | . | . | 0 | 1.681 | 0.422 | 0 | 0 | 2.103 | 212 | 13 | 0 | 0 | 225 | 0 | 0 | 0 | 0 | 0
2023 | DE | 13519 | City of Newark - (DE) | PJM | AC | 1.539 | 0.261 | 1.458 | 0 | 3.258 | 186 | 13 | 5 | 0 | 204 | . | . | . | . | 0 | . | . | . | . | 0 | . | . | . | . | 0 | . | . | . | . | 0 | . | . | . | . | 0 | . | . | . | . | 0 | . | . | . | . | 0 | . | . | . | . | 0 | . | . | . | . | 0 | . | . | . | . | 0 | . | . | . | . | 0 | . | . | . | . | 0 | . | . | . | . | 0 | . | . | . | . | 0 | . | 0.5 | . | . | 0.5 | . | 1 | . | . | 1 | . | . | . | . | 0 | 1.539 | 0.761 | 1.458 | 0 | 3.758 | 186 | 14 | 5 | 0 | 205 | 0 | 0 | 0 | 0 | 0
2023 | DE | 99999 | State Adjustment | PJM |  | -3.615 | -0.524 | 0.65 | . | -3.489 | . | . | . | . | . | . | . | . | . | . | . | . | . | . | . | . | . | . | . | . | . | . | . | . | . | . | . | . | . | . | . | . | . | . | . | . | . | . | . | . | . | . | . | . | . | . | . | . | . | . | . | . | . | . | . | . | . | . | . | . | . | . | . | . | . | . | . | . | . | . | . | . | . | . | . | . | . | . | . | . | . | . | . | . | . | . | . | . | . | . | -3.615 | -0.524 | 0.65 | . | -3.489 | . | . | . | . | . | . | . | . | . | .
2023 | FL | 1300 | City of Bartow - (FL) | FPC | DC | 3.003 | 0.031 | 0.044 | . | 3.078 | 294 | 2 | 1 | . | 297 | 76.094 | . | 1.76 | . | 77.854 | . | . | . | . | 0 | . | . | . | . | 0 | . | . | . | . | 0 | . | . | . | . | 0 | 0 | . | . | . | 0 | . | . | . | . | 0 | 0 | . | . | . | 0 | . | . | . | . | 0 | . | . | . | . | 0 | . | . | . | . | 0 | 0.002 | . | . | . | 0.002 | 1 | . | . | . | 1 | . | . | . | . | 0 | . | . | . | . | 0 | . | . | . | . | 0 | . | . | . | . | 0 | 3.005 | 0.031 | 0.044 | 0 | 3.08 | 295 | 2 | 1 | 0 | 298 | 76.094 | 0 | 1.76 | 0 | 77.854
2023 | FL | 3245 | Central Florida Elec Coop, Inc | SEC | AC | 1.937 | 0.117 | . | . | 2.054 | 200 | 8 | . | . | 208 | 927.691 | 53.708 | . | . | 981.399 | . | . | . | . | 0 | . | . | . | . | 0 | . | . | . | . | 0 | . | . | . | . | 0 | . | . | . | . | 0 | . | . | . | . | 0 | . | . | . | . | 0 | . | . | . | . | 0 | . | . | . | . | 0 | . | . | . | . | 0 | . | . | . | . | 0 | . | . | . | . | 0 | . | . | . | . | 0 | . | . | . | . | 0 | . | . | . | . | 0 | . | . | . | . | 0 | 1.937 | 0.117 | 0 | 0 | 2.054 | 200 | 8 | 0 | 0 | 208 | 927.691 | 53.708 | 0 | 0 | 981.399
2023 | FL | 3502 | Choctawhatche Elec Coop, Inc | SOCO | AC | 3.668 | 0.092 | 0 | 0 | 3.76 | 496 | 30 | 0 | 0 | 526 | 0 | 0 | 0 | 0 | 0 | 0 | 0 | 0 | 0 | 0 | 0 | 0 | 0 | 0 | 0 | 0 | 0 | 0 | 0 | 0 | 0 | 0 | 0 | 0 | 0 | 0 | 0 | 0 | 0 | 0 | 0 | 0 | 0 | 0 | 0 | 0 | 0 | 0 | 0 | 0 | 0 | 0 | 0 | 0 | 0 | 0 | 0 | 0 | 0 | 0 | 0 | 0 | 0 | 0 | 0 | 0.003 | 0 | 0 | 0 | 0.003 | 1 | 0 | 0 | 0 | 1 | 0 | 0 | 0 | 0 | 0 | 0 | 0.092 | 0 | 0 | 0.092 | 0 | 30 | 0 | 0 | 30 | 0 | 0 | 0 | 0 | 0 | 3.671 | 0.184 | 0 | 0 | 3.855 | 497 | 60 | 0 | 0 | 557 | 0 | 0 | 0 | 0 | 0
2023 | FL | 3757 | Clay Electric Cooperative, Inc - (FL) | SEC | AC | 28.279 | 2.001 | . | . | 30.28 | 3038 | 58 | . | . | 3096 | 790.778 | 858.903 | . | . | 1649.681 | . | . | . | . | 0 | . | . | . | . | 0 | . | . | . | . | 0 | . | . | . | . | 0 | 2.271 | 0.026 | . | . | 2.297 | 204 | 3 | . | . | 207 | . | . | . | . | 0 | . | . | . | . | 0 | . | . | . | . | 0 | . | . | . | . | 0 | . | . | . | . | 0 | . | . | . | . | 0 | . | . | . | . | 0 | . | . | . | . | 0 | . | . | . | . | 0 | . | . | . | . | 0 | 28.279 | 2.001 | 0 | 0 | 30.28 | 3038 | 58 | 0 | 0 | 3096 | 790.778 | 858.903 | 0 | 0 | 1649.681
2023 | FL | 6443 | Florida Keys El Coop Assn, Inc | FPL | AC | 2.74 | 0.981 | . | . | 3.721 | 208 | 25 | . | . | 233 | . | . | . | . | 0 | . | . | . | . | 0 | . | . | . | . | 0 | . | . | . | . | 0 | . | . | . | . | 0 | . | . | . | . | 0 | . | . | . | . | 0 | . | . | . | . | 0 | . | . | . | . | 0 | . | . | . | . | 0 | . | . | . | . | 0 | . | . | . | . | 0 | . | . | . | . | 0 | . | . | . | . | 0 | . | . | . | . | 0 | . | . | . | . | 0 | . | . | . | . | 0 | 2.74 | 0.981 | 0 | 0 | 3.721 | 208 | 25 | 0 | 0 | 233 | 0 | 0 | 0 | 0 | 0
2023 | FL | 6452 | Florida Power & Light Co | FPL | AC | 967.172 | 70.616 | 33.415 | . | 1071.203 | 91453 | 797 | 714 | . | 92964 | 416699.64 | 20500.68 | 3311.388 | . | 440511.71 | . | . | . | . | 0 | . | . | . | . | 0 | . | . | . | . | 0 | . | . | . | . | 0 | . | . | . | . | 0 | . | . | . | . | 0 | . | . | . | . | 0 | . | . | . | . | 0 | . | . | . | . | 0 | . | . | . | . | 0 | 0.018 | 0.02 | 0.215 | . | 0.253 | 4 | 8 | 6 | . | 18 | 3.381 | 4.887 | . | . | 8.268 | . | . | 9.1 | . | 9.1 | . | . | 4 | . | 4 | . | . | . | . | 0 | 967.19 | 70.636 | 42.73 | 0 | 1080.556 | 91457 | 805 | 724 | 0 | 92986 | 416703.02 | 20505.567 | 3311.388 | 0 | 440519.98
2023 | FL | 6455 | Duke Energy Florida, LLC | FPC | AC | 718.399 | 43.008 | 11.608 | 0 | 773.015 | 82560 | 789 | 29 | 0 | 83378 | . | . | . | . | 0 | . | . | . | . | 0 | . | . | . | . | 0 | . | . | . | . | 0 | . | . | . | . | 0 | . | . | . | . | 0 | . | . | . | . | 0 | . | . | . | . | 0 | . | . | . | . | 0 | . | . | . | . | 0 | . | . | . | . | 0 | 0.002 | 0.001 | 0 | . | 0.003 | 1 | 1 | 0 | . | 2 | . | . | . | . | 0 | 0 | 0.2 | 0.2 | 0 | 0.4 | 0 | 1 | 1 | 0 | 2 | . | . | . | . | 0 | 718.401 | 43.209 | 11.808 | 0 | 773.418 | 82561 | 791 | 30 | 0 | 83382 | 0 | 0 | 0 | 0 | 0
2023 | FL | 6457 | Florida Public Utilities Co | JEA | AC | 4.515 | 3.262 | 0 | 0 | 7.777 | 540 | 12 | 0 | 0 | 552 | 0 | 0 | 0 | 0 | 0 | 0 | 0 | 0 | 0 | 0 | 0 | 0 | 0 | 0 | 0 | 0 | 0 | 0 | 0 | 0 | 0 | 0 | 0 | 0 | 0 | 0 | 0 | 0 | 0 | 0 | 0 | 0 | 0 | 0 | 0 | 0 | 0 | 0 | 0 | 0 | 0 | 0 | 0 | 0 | 0 | 0 | 0 | 0 | 0 | 0 | 0 | 0 | 0 | 0 | 0 | 0 | 0 | 0 | 0 | 0 | 0 | 0 | 0 | 0 | 0 | 0 | 0 | 0 | 0 | 0 | 0 | 0 | 0 | 0 | 0 | 0 | 0 | 0 | 0 | 0 | 0 | 0 | 0 | 0 | 0 | 4.515 | 3.262 | 0 | 0 | 7.777 | 540 | 12 | 0 | 0 | 552 | 0 | 0 | 0 | 0 | 0
2023 | FL | 6616 | Fort Pierce Utilities Authority | FMPP | AC | 2.607 | 0.174 | . | . | 2.781 | 337 | 7 | . | . | 344 | 898.932 | 49.721 | . | . | 948.653 | . | . | . | . | 0 | . | . | . | . | 0 | . | . | . | . | 0 | . | . | . | . | 0 | . | . | . | . | 0 | . | . | . | . | 0 | . | . | . | . | 0 | . | . | . | . | 0 | . | . | . | . | 0 | . | . | . | . | 0 | . | . | . | . | 0 | . | . | . | . | 0 | . | . | . | . | 0 | . | . | . | . | 0 | . | . | . | . | 0 | . | . | . | . | 0 | 2.607 | 0.174 | 0 | 0 | 2.781 | 337 | 7 | 0 | 0 | 344 | 898.932 | 49.721 | 0 | 0 | 948.653
2023 | FL | 6909 | Gainesville Regional Utilities | GVL | DC | 11.867 | 8.586 | . | . | 20.453 | 1350 | 118 | . | . | 1468 | 5619.879 | 1653.443 | . | . | 7273.322 | . | . | . | . | 0 | . | . | . | . | 0 | . | . | . | . | 0 | . | . | . | . | 0 | . | . | . | . | 0 | . | . | . | . | 0 | . | . | . | . | 0 | . | . | . | . | 0 | . | . | . | . | 0 | . | . | . | . | 0 | . | . | . | . | 0 | . | . | . | . | 0 | . | . | . | . | 0 | . | . | . | . | 0 | . | . | . | . | 0 | . | . | . | . | 0 | 11.867 | 8.586 | 0 | 0 | 20.453 | 1350 | 118 | 0 | 0 | 1468 | 5619.879 | 1653.443 | 0 | 0 | 7273.322
2023 | FL | 7264 | Glades Electric Coop, Inc | SEC | AC | 1.914 | 1.407 | . | . | 3.321 | 221 | 10 | . | . | 231 | 1246 | 310 | . | . | 1556 | . | 0 | . | . | 0 | . | 0 | . | . | 0 | . | . | . | . | 0 | . | . | . | . | 0 | . | . | . | . | 0 | . | . | . | . | 0 | . | . | . | . | 0 | . | . | . | . | 0 | . | . | . | . | 0 | . | . | . | . | 0 | . | . | . | . | 0 | . | . | . | . | 0 | . | . | . | . | 0 | . | . | . | . | 0 | . | . | . | . | 0 | . | . | . | . | 0 | 1.914 | 1.407 | 0 | 0 | 3.321 | 221 | 10 | 0 | 0 | 231 | 1246 | 310 | 0 | 0 | 1556
2023 | FL | 7785 | Gulf Coast Electric Coop, Inc | SOCO | AC | 2.252 | 0.039 | . | . | 2.291 | 247 | 1 | . | . | 248 | . | . | . | . | 0 | . | . | . | . | 0 | . | . | . | . | 0 | . | . | . | . | 0 | . | . | . | . | 0 | . | . | . | . | 0 | . | . | . | . | 0 | . | . | . | . | 0 | . | . | . | . | 0 | . | . | . | . | 0 | . | . | . | . | 0 | . | . | . | . | 0 | . | . | . | . | 0 | . | . | . | . | 0 | . | . | . | . | 0 | . | . | . | . | 0 | . | . | . | . | 0 | 2.252 | 0.039 | 0 | 0 | 2.291 | 247 | 1 | 0 | 0 | 248 | 0 | 0 | 0 | 0 | 0
2023 | FL | 8795 | City of Homestead - (FL) | HST | DC | 2.355 | 0.075 | . | . | 2.43 | 291 | 3 | . | . | 294 | 1474.164 | 36.322 | . | . | 1510.486 | . | . | . | . | 0 | . | . | . | . | 0 | . | . | . | . | 0 | . | . | . | . | 0 | 0.017 | . | . | . | 0.017 | 2 | . | . | . | 2 | . | . | . | . | 0 | . | . | . | . | 0 | . | . | . | . | 0 | . | . | . | . | 0 | . | . | . | . | 0 | . | . | . | . | 0 | . | . | . | . | 0 | . | . | . | . | 0 | . | . | . | . | 0 | . | . | . | . | 0 | 2.355 | 0.075 | 0 | 0 | 2.43 | 291 | 3 | 0 | 0 | 294 | 1474.164 | 36.322 | 0 | 0 | 1510.486
2023 | FL | 9616 | Beaches Energy Services | FPL | DC | 3.28 | 0.6 | . | . | 3.88 | 298 | 20 | . | . | 318 | . | . | . | . | 0 | . | . | . | . | 0 | . | . | . | . | 0 | . | . | . | . | 0 | . | . | . | . | 0 | . | . | . | . | 0 | . | . | . | . | 0 | . | . | . | . | 0 | . | . | . | . | 0 | . | . | . | . | 0 | . | . | . | . | 0 | . | . | . | . | 0 | . | . | . | . | 0 | . | . | . | . | 0 | . | . | . | . | 0 | . | . | . | . | 0 | . | . | . | . | 0 | 3.28 | 0.6 | 0 | 0 | 3.88 | 298 | 20 | 0 | 0 | 318 | 0 | 0 | 0 | 0 | 0
2023 | FL | 9617 | JEA | JEA | DC | 47.238 | 9.355 | . | . | 56.593 | 5419 | 118 | . | . | 5537 | . | . | . | . | 0 | . | . | . | . | 0 | . | . | . | . | 0 | . | . | . | . | 0 | . | . | . | . | 0 | . | . | . | . | 0 | . | . | . | . | 0 | . | . | . | . | 0 | . | . | . | . | 0 | . | . | . | . | 0 | . | . | . | . | 0 | . | . | . | . | 0 | . | . | . | . | 0 | . | . | . | . | 0 | . | . | . | . | 0 | . | . | . | . | 0 | . | . | . | . | 0 | 47.238 | 9.355 | 0 | 0 | 56.593 | 5419 | 118 | 0 | 0 | 5537 | 0 | 0 | 0 | 0 | 0
2023 | FL | 10226 | Utility Board of the City of Key West, F | FMPP | AC | 1.44 | 3.719 | . | . | 5.159 | 158 | 522 | . | . | 680 | 544.41 | 255.34 | . | . | 799.75 | . | . | . | . | 0 | . | . | . | . | 0 | . | . | . | . | 0 | . | . | . | . | 0 | . | . | . | . | 0 | . | . | . | . | 0 | . | . | . | . | 0 | . | . | . | . | 0 | . | . | . | . | 0 | . | . | . | . | 0 | . | . | . | . | 0 | . | . | . | . | 0 | . | . | . | . | 0 | . | . | . | . | 0 | . | . | . | . | 0 | . | . | . | . | 0 | 1.44 | 3.719 | 0 | 0 | 5.159 | 158 | 522 | 0 | 0 | 680 | 544.41 | 255.34 | 0 | 0 | 799.75
2023 | FL | 10376 | Kissimmee Utility Authority | FMPP | DC | 38.306 | 1.658 | 0.961 | 0 | 40.925 | 3763 | 42 | 1 | 0 | 3806 | 23325.2 | 276.4 | 15.3 | 0 | 23616.9 | . | . | . | . | 0 | . | . | . | . | 0 | . | . | . | . | 0 | . | . | . | . | 0 | . | . | . | . | 0 | . | . | . | . | 0 | . | . | . | . | 0 | . | . | . | . | 0 | . | . | . | . | 0 | . | . | . | . | 0 | . | . | . | . | 0 | . | . | . | . | 0 | . | . | . | . | 0 | . | . | . | . | 0 | . | . | . | . | 0 | . | . | . | . | 0 | 38.306 | 1.658 | 0.961 | 0 | 40.925 | 3763 | 42 | 1 | 0 | 3806 | 23325.2 | 276.4 | 15.3 | 0 | 23616.9
2023 | FL | 10620 | City of Lake Worth Beach - (FL) | FMPP | AC | 2.425 | 0.364 | . | . | 2.789 | 285 | 10 | . | . | 295 | 25.394 | 15.293 | . | . | 40.687 | . | . | . | . | 0 | . | . | . | . | 0 | . | . | . | . | 0 | . | . | . | . | 0 | . | . | . | . | 0 | . | . | . | . | 0 | . | . | . | . | 0 | . | . | . | . | 0 | . | . | . | . | 0 | . | . | . | . | 0 | . | . | . | . | 0 | . | . | . | . | 0 | . | . | . | . | 0 | . | . | . | . | 0 | . | . | . | . | 0 | . | . | . | . | 0 | 2.425 | 0.364 | 0 | 0 | 2.789 | 285 | 10 | 0 | 0 | 295 | 25.394 | 15.293 | 0 | 0 | 40.687
2023 | FL | 10623 | City of Lakeland - (FL) | FMPP | DC | 14.867 | 1.833 | 0.021 | 0 | 16.721 | 1790 | 70 | 1 | 0 | 1861 | 0 | 0 | 0 | 0 | 0 | 0 | 0 | 0 | 0 | 0 | 0 | 0 | 0 | 0 | 0 | 0 | 0 | 0 | 0 | 0 | 0 | 0 | 0 | 0 | 0 | 0.6 | 0 | 0 | 0 | 0.6 | 47 | 0 | 0 | 0 | 47 | 22.364 | 0 | 0 | 0 | 22.364 | 0 | 0 | 0 | 0 | 0 | 0 | 0 | 0 | 0 | 0 | 0 | 0 | 0 | 0 | 0 | 0 | 0 | 0 | 0 | 0 | 0 | 0 | 0 | 0 | 0 | 0 | 0 | 0 | 0 | 0 | 0 | 0 | 0 | 0 | 0 | 0 | 0 | 0 | 0 | 0 | 0 | 0 | 0 | 0 | 0 | 14.867 | 1.833 | 0.021 | 0 | 16.721 | 1790 | 70 | 1 | 0 | 1861 | 0 | 0 | 0 | 0 | 0
2023 | FL | 10857 | Lee County Electric Coop, Inc - (FL) | FPL | AC | 68.228 | 1.708 | . | . | 69.936 | 7796 | 55 | . | . | 7851 | . | . | . | . | 0 | . | . | . | . | 0 | . | . | . | . | 0 | . | . | . | . | 0 | . | . | . | . | 0 | . | . | . | . | 0 | . | . | . | . | 0 | . | . | . | . | 0 | . | . | . | . | 0 | . | . | . | . | 0 | . | . | . | . | 0 | . | . | . | . | 0 | . | . | . | . | 0 | . | . | . | . | 0 | . | . | . | . | 0 | . | . | . | . | 0 | . | . | . | . | 0 | 68.228 | 1.708 | 0 | 0 | 69.936 | 7796 | 55 | 0 | 0 | 7851 | 0 | 0 | 0 | 0 | 0
2023 | FL | 10868 | City of Leesburg - (FL) | FPC | AC | 3.178 | . | . | . | 3.178 | 336 | . | . | . | 336 | 1713.998 | . | . | . | 1713.998 | . | . | . | . | 0 | . | . | . | . | 0 | . | . | . | . | 0 | . | . | . | . | 0 | . | . | . | . | 0 | . | . | . | . | 0 | . | . | . | . | 0 | . | . | . | . | 0 | . | . | . | . | 0 | . | . | . | . | 0 | . | . | . | . | 0 | . | . | . | . | 0 | . | . | . | . | 0 | . | . | . | . | 0 | . | . | . | . | 0 | . | . | . | . | 0 | 3.178 | 0 | 0 | 0 | 3.178 | 336 | 0 | 0 | 0 | 336 | 1713.998 | 0 | 0 | 0 | 1713.998
2023 | FL | 13485 | New Smyrna Beach City of | FPL | DC | 2.07 | 0.095 | . | . | 2.165 | 237 | 5 | . | . | 242 | . | . | . | . | 0 | . | . | . | . | 0 | . | . | . | . | 0 | . | . | . | . | 0 | . | . | . | . | 0 | . | . | . | . | 0 | . | . | . | . | 0 | . | . | . | . | 0 | . | . | . | . | 0 | . | . | . | . | 0 | . | . | . | . | 0 | . | . | . | . | 0 | . | . | . | . | 0 | . | . | . | . | 0 | . | . | . | . | 0 | . | . | . | . | 0 | . | . | . | . | 0 | 2.07 | 0.095 | 0 | 0 | 2.165 | 237 | 5 | 0 | 0 | 242 | 0 | 0 | 0 | 0 | 0
2023 | FL | 13955 | City of Ocala | FMPP | DC | 5.151 | 1.951 | . | . | 7.102 | 613 | 69 | . | . | 682 | . | . | . | . | 0 | . | . | . | . | 0 | . | . | . | . | 0 | . | . | . | . | 0 | . | . | . | . | 0 | . | . | . | . | 0 | . | . | . | . | 0 | . | . | . | . | 0 | . | . | . | . | 0 | . | . | . | . | 0 | . | . | . | . | 0 | . | . | . | . | 0 | . | . | . | . | 0 | . | . | . | . | 0 | . | . | . | . | 0 | . | . | . | . | 0 | . | . | . | . | 0 | 5.151 | 1.951 | 0 | 0 | 7.102 | 613 | 69 | 0 | 0 | 682 | 0 | 0 | 0 | 0 | 0
2023 | FL | 14606 | Peace River Electric Coop, Inc | SEC | AC | 9.082 | 1.295 | . | . | 10.377 | 1315 | 21 | . | . | 1336 | 5138 | 836 | . | . | 5974 | . | . | . | . | 0 | . | . | . | . | 0 | . | . | . | . | 0 | . | . | . | . | 0 | . | . | . | . | 0 | . | . | . | . | 0 | . | . | . | . | 0 | . | . | . | . | 0 | . | . | . | . | 0 | . | . | . | . | 0 | . | . | . | . | 0 | . | . | . | . | 0 | . | . | . | . | 0 | . | . | . | . | 0 | . | . | . | . | 0 | . | . | . | . | 0 | 9.082 | 1.295 | 0 | 0 | 10.377 | 1315 | 21 | 0 | 0 | 1336 | 5138 | 836 | 0 | 0 | 5974
2023 | FL | 14610 | Orlando Utilities Comm | FMPP | DC | 92.39 | 12.59 | . | . | 104.98 | 9273 | 121 | . | . | 9394 | . | . | . | . | 0 | . | . | . | . | 0 | . | . | . | . | 0 | . | . | . | . | 0 | . | . | . | . | 0 | 2.6 | 0.012 | . | . | 2.612 | 841 | 4 | . | . | 845 | 6.32 | 0.03 | . | . | 6.35 | 0.003 | . | . | . | 0.003 | 1 | . | . | . | 1 | 0.01 | . | . | . | 0.01 | . | . | . | . | 0 | . | . | . | . | 0 | . | . | . | . | 0 | . | . | . | . | 0 | . | . | . | . | 0 | . | . | . | . | 0 | 92.39 | 12.59 | 0 | 0 | 104.98 | 9273 | 121 | 0 | 0 | 9394 | 0 | 0 | 0 | 0 | 0
2023 | FL | 15776 | Central Florida Tourism Oversight District | FPC | AC | . | 0.373 | . | . | 0.373 | . | 1 | . | . | 1 | . | 785.04 | . | . | 785.04 | . | . | . | . | 0 | . | . | . | . | 0 | . | . | . | . | 0 | . | . | . | . | 0 | . | . | . | . | 0 | . | . | . | . | 0 | . | . | . | . | 0 | . | . | . | . | 0 | . | . | . | . | 0 | . | . | . | . | 0 | . | . | . | . | 0 | . | . | . | . | 0 | . | . | . | . | 0 | . | . | . | . | 0 | . | . | . | . | 0 | . | . | . | . | 0 | 0 | 0.373 | 0 | 0 | 0.373 | 0 | 1 | 0 | 0 | 1 | 0 | 785.04 | 0 | 0 | 785.04
2023 | FL | 18304 | Sumter Electric Coop, Inc | SEC | DC | 30.736 | 1.295 | . | . | 32.031 | 5613 | 109 | . | . | 5722 | 30736 | 1295 | . | . | 32031 | . | . | . | . | 0 | . | . | . | . | 0 | . | . | . | . | 0 | . | . | . | . | 0 | . | . | . | . | 0 | . | . | . | . | 0 | . | . | . | . | 0 | . | . | . | . | 0 | . | . | . | . | 0 | . | . | . | . | 0 | 0.007 | . | . | . | 0.007 | 2 | . | . | . | 2 | 7.081 | . | . | . | 7.081 | . | . | . | . | 0 | . | . | . | . | 0 | . | . | . | . | 0 | 30.743 | 1.295 | 0 | 0 | 32.038 | 5615 | 109 | 0 | 0 | 5724 | 30743.081 | 1295 | 0 | 0 | 32038.081
2023 | FL | 18360 | Suwannee Valley Elec Coop Inc | SEC | AC | 1.73 | 0.046 | . | . | 1.776 | 188 | 1 | . | . | 189 | . | . | . | . | 0 | . | . | . | . | 0 | . | . | . | . | 0 | . | . | . | . | 0 | . | . | . | . | 0 | . | . | . | . | 0 | . | . | . | . | 0 | . | . | . | . | 0 | . | . | . | . | 0 | . | . | . | . | 0 | . | . | . | . | 0 | . | . | . | . | 0 | . | . | . | . | 0 | . | . | . | . | 0 | . | . | . | . | 0 | . | . | . | . | 0 | . | . | . | . | 0 | 1.73 | 0.046 | 0 | 0 | 1.776 | 188 | 1 | 0 | 0 | 189 | 0 | 0 | 0 | 0 | 0
2023 | FL | 18445 | City of Tallahassee - (FL) | TAL | DC | 10.086 | 2.052 | . | . | 12.138 | 1121 | 194 | . | . | 1315 | . | . | . | . | 0 | . | . | . | . | 0 | . | . | . | . | 0 | . | . | . | . | 0 | . | . | . | . | 0 | . | . | . | . | 0 | . | . | . | . | 0 | . | . | . | . | 0 | . | . | . | . | 0 | . | . | . | . | 0 | . | . | . | . | 0 | . | . | . | . | 0 | . | . | . | . | 0 | . | . | . | . | 0 | . | . | . | . | 0 | . | . | . | . | 0 | . | . | . | . | 0 | 10.086 | 2.052 | 0 | 0 | 12.138 | 1121 | 194 | 0 | 0 | 1315 | 0 | 0 | 0 | 0 | 0
2023 | FL | 18449 | Talquin Electric Coop, Inc | SEC | AC | 7.568 | 0.009 | . | . | 7.577 | 949 | 1 | . | . | 950 | . | . | . | . | 0 | . | . | . | . | 0 | . | . | . | . | 0 | . | . | . | . | 0 | . | . | . | . | 0 | . | . | . | . | 0 | . | . | . | . | 0 | . | . | . | . | 0 | . | . | . | . | 0 | . | . | . | . | 0 | . | . | . | . | 0 | . | . | . | . | 0 | . | . | . | . | 0 | . | . | . | . | 0 | . | . | . | . | 0 | . | . | . | . | 0 | . | . | . | . | 0 | 7.568 | 0.009 | 0 | 0 | 7.577 | 949 | 1 | 0 | 0 | 950 | 0 | 0 | 0 | 0 | 0
2023 | FL | 18454 | Tampa Electric Co | TEC | DC | 273.036 | 27.68 | 0.74 | 0 | 301.456 | 24481 | 266 | 3 | 0 | 24750 | 158949 | 7720 | 422 | 0 | 167091 | . | . | . | . | 0 | . | . | . | . | 0 | 30.8 | 1 | 0 | 0 | 31.8 | 1005 | 41 | 0 | 0 | 1046 | 9.902 | 0.029 | 0 | 0 | 9.931 | 1083 | 1 | 0 | 0 | 1084 | 0 | 0 | 0 | 0 | 0 | . | . | . | . | 0 | . | . | . | . | 0 | . | . | . | . | 0 | . | . | . | . | 0 | . | . | . | . | 0 | . | . | . | . | 0 | 0 | 0.05 | 0 | 0 | 0.05 | 0 | 1 | 0 | 0 | 1 | 0 | 0 | 0 | 0 | 0 | 303.836 | 28.73 | 0.74 | 0 | 333.306 | 25486 | 308 | 3 | 0 | 25797 | 158949 | 7720 | 422 | 0 | 167091
2023 | FL | 19161 | Tri-County Electric Coop, Inc (FL) | SEC | DC | 1.233 | 1.271 | . | . | 2.504 | 126 | 4 | . | . | 130 | . | . | . | . | 0 | . | . | . | . | 0 | . | . | . | . | 0 | . | . | . | . | 0 | . | . | . | . | 0 | . | . | . | . | 0 | . | . | . | . | 0 | . | . | . | . | 0 | . | . | . | . | 0 | . | . | . | . | 0 | . | . | . | . | 0 | . | . | . | . | 0 | . | . | . | . | 0 | . | . | . | . | 0 | . | . | . | . | 0 | . | . | . | . | 0 | . | . | . | . | 0 | 1.233 | 1.271 | 0 | 0 | 2.504 | 126 | 4 | 0 | 0 | 130 | 0 | 0 | 0 | 0 | 0
2023 | FL | 20371 | West Florida El Coop Assn, Inc | SOCO | AC | 1.764 | . | . | . | 1.764 | 218 | . | . | . | 218 | 1145.563 | . | . | . | 1145.563 | . | . | . | . | 0 | . | . | . | . | 0 | . | . | . | . | 0 | . | . | . | . | 0 | . | . | . | . | 0 | . | . | . | . | 0 | . | . | . | . | 0 | . | . | . | . | 0 | . | . | . | . | 0 | . | . | . | . | 0 | . | . | . | . | 0 | . | . | . | . | 0 | . | . | . | . | 0 | . | . | . | . | 0 | . | . | . | . | 0 | . | . | . | . | 0 | 1.764 | 0 | 0 | 0 | 1.764 | 218 | 0 | 0 | 0 | 218 | 1145.563 | 0 | 0 | 0 | 1145.563
2023 | FL | 20885 | Withlacoochee River Elec Coop | SEC | AC | 43.145 | 0.766 | 0.313 | 0 | 44.224 | 5146 | 55 | 12 | 0 | 5213 | 0 | 0 | 0 | 0 | 0 | 0 | 0 | 0 | 0 | 0 | 0 | 0 | 0 | 0 | 0 | 0 | 0 | 0 | 0 | 0 | 0 | 0 | 0 | 0 | 0 | 0.745 | 0.006 | 0 | 0 | 0.751 | 65 | 3 | 0 | 0 | 68 | 0.75 | 0 | 0 | 0 | 0.75 | 0 | 0 | 0 | 0 | 0 | 0 | 0 | 0 | 0 | 0 | 0 | 0 | 0 | 0 | 0 | 0.005 | 0 | 0 | 0 | 0.005 | 1 | 0 | 0 | 0 | 1 | 0 | 0 | 0 | 0 | 0 | 0 | 0 | 0 | 0 | 0 | 0 | 0 | 0 | 0 | 0 | 0 | 0 | 0 | 0 | 0 | 43.15 | 0.766 | 0.313 | 0 | 44.229 | 5147 | 55 | 12 | 0 | 5214 | 0 | 0 | 0 | 0 | 0
2023 | FL | 31833 | Okefenoke Rural El Member Corp | SOCO | AC | 0.609 | 0.015 | . | . | 0.624 | 67 | 1 | . | . | 68 | 283.48 | . | . | . | 283.48 | . | . | . | . | 0 | . | . | . | . | 0 | 0.108 | . | . | . | 0.108 | 45 | . | . | . | 45 | . | . | . | . | 0 | . | . | . | . | 0 | . | . | . | . | 0 | . | . | . | . | 0 | . | . | . | . | 0 | . | . | . | . | 0 | . | . | . | . | 0 | . | . | . | . | 0 | . | . | . | . | 0 | . | . | . | . | 0 | . | . | . | . | 0 | . | . | . | . | 0 | 0.717 | 0.015 | 0 | 0 | 0.732 | 112 | 1 | 0 | 0 | 113 | 283.48 | 0 | 0 | 0 | 283.48
2023 | FL | 58124 | City of Winter Park - (FL) | FPC | AC | 2.085 | 0.105 | . | . | 2.19 | 201 | 6 | . | . | 207 | . | . | . | . | 0 | . | . | . | . | 0 | . | . | . | . | 0 | . | . | . | . | 0 | . | . | . | . | 0 | . | . | . | . | 0 | . | . | . | . | 0 | . | . | . | . | 0 | . | . | . | . | 0 | . | . | . | . | 0 | . | . | . | . | 0 | . | . | . | . | 0 | . | . | . | . | 0 | . | . | . | . | 0 | . | . | . | . | 0 | . | . | . | . | 0 | . | . | . | . | 0 | 2.085 | 0.105 | 0 | 0 | 2.19 | 201 | 6 | 0 | 0 | 207 | 0 | 0 | 0 | 0 | 0
2023 | FL | 99999 | State Adjustment | FMPP |  | -26.198 | -3.064 | -0.171 | . | -29.433 | . | . | . | . | . | . | . | . | . | . | . | . | . | . | . | . | . | . | . | . | . | . | . | . | . | . | . | . | . | . | . | . | . | . | . | . | . | . | . | . | . | . | . | . | . | . | . | . | . | . | . | . | . | . | . | . | . | . | . | . | . | . | . | . | . | . | . | . | . | . | . | . | . | . | . | . | . | . | . | . | . | . | . | . | . | . | . | . | . | . | -26.198 | -3.064 | -0.171 | . | -29.433 | . | . | . | . | . | . | . | . | . | .
2023 | FL | 99999 | State Adjustment | FPC |  | -0.237 | 1.175 | -0.008 | . | 0.93 | . | . | . | . | . | . | . | . | . | . | . | . | . | . | . | . | . | . | . | . | . | . | . | . | . | . | . | . | . | . | . | . | . | . | . | . | . | . | . | . | . | . | . | . | . | . | . | . | . | . | . | . | . | . | . | . | . | . | . | . | . | . | . | . | . | . | . | . | . | . | . | . | . | . | . | . | . | . | . | . | . | . | . | . | . | . | . | . | . | . | -0.237 | 1.175 | -0.008 | . | 0.93 | . | . | . | . | . | . | . | . | . | .
2023 | FL | 99999 | State Adjustment | FPL |  | -0.9 | -0.096 | . | . | -0.996 | . | . | . | . | . | . | . | . | . | . | . | . | . | . | . | . | . | . | . | . | . | . | . | . | . | . | . | . | . | . | . | . | . | . | . | . | . | . | . | . | . | . | . | . | . | . | . | . | . | . | . | . | . | . | . | . | . | . | . | . | . | . | . | . | . | . | . | . | . | . | . | . | . | . | . | . | . | . | . | . | . | . | . | . | . | . | . | . | . | . | -0.9 | -0.096 | . | . | -0.996 | . | . | . | . | . | . | . | . | . | .
2023 | FL | 99999 | State Adjustment | GVL |  | -2.07 | -1.497 | . | . | -3.567 | . | . | . | . | . | . | . | . | . | . | . | . | . | . | . | . | . | . | . | . | . | . | . | . | . | . | . | . | . | . | . | . | . | . | . | . | . | . | . | . | . | . | . | . | . | . | . | . | . | . | . | . | . | . | . | . | . | . | . | . | . | . | . | . | . | . | . | . | . | . | . | . | . | . | . | . | . | . | . | . | . | . | . | . | . | . | . | . | . | . | -2.07 | -1.497 | . | . | -3.567 | . | . | . | . | . | . | . | . | . | .
2023 | FL | 99999 | State Adjustment | HST |  | -0.411 | -0.013 | . | . | -0.424 | . | . | . | . | . | . | . | . | . | . | . | . | . | . | . | . | . | . | . | . | . | . | . | . | . | . | . | . | . | . | . | . | . | . | . | . | . | . | . | . | . | . | . | . | . | . | . | . | . | . | . | . | . | . | . | . | . | . | . | . | . | . | . | . | . | . | . | . | . | . | . | . | . | . | . | . | . | . | . | . | . | . | . | . | . | . | . | . | . | . | -0.411 | -0.013 | . | . | -0.424 | . | . | . | . | . | . | . | . | . | .
2023 | FL | 99999 | State Adjustment | JEA |  | -8.238 | -1.632 | . | . | -9.87 | . | . | . | . | . | . | . | . | . | . | . | . | . | . | . | . | . | . | . | . | . | . | . | . | . | . | . | . | . | . | . | . | . | . | . | . | . | . | . | . | . | . | . | . | . | . | . | . | . | . | . | . | . | . | . | . | . | . | . | . | . | . | . | . | . | . | . | . | . | . | . | . | . | . | . | . | . | . | . | . | . | . | . | . | . | . | . | . | . | . | -8.238 | -1.632 | . | . | -9.87 | . | . | . | . | . | . | . | . | . | .
2023 | FL | 99999 | State Adjustment | SEC |  | -5.575 | -0.448 | . | . | -6.023 | . | . | . | . | . | . | . | . | . | . | . | . | . | . | . | . | . | . | . | . | . | . | . | . | . | . | . | . | . | . | . | . | . | . | . | . | . | . | . | . | . | . | . | . | . | . | . | . | . | . | . | . | . | . | . | . | . | . | . | . | . | . | . | . | . | . | . | . | . | . | . | . | . | . | . | . | . | . | . | . | . | . | . | . | . | . | . | . | . | . | -5.575 | -0.448 | . | . | -6.023 | . | . | . | . | . | . | . | . | . | .
2023 | FL | 99999 | State Adjustment | SOCO |  | 0.319 | . | . | . | 0.319 | . | . | . | . | . | . | . | . | . | . | . | . | . | . | . | . | . | . | . | . | . | . | . | . | . | . | . | . | . | . | . | . | . | . | . | . | . | . | . | . | . | . | . | . | . | . | . | . | . | . | . | . | . | . | . | . | . | . | . | . | . | . | . | . | . | . | . | . | . | . | . | . | . | . | . | . | . | . | . | . | . | . | . | . | . | . | . | . | . | . | 0.319 | . | . | . | 0.319 | . | . | . | . | . | . | . | . | . | .
2023 | FL | 99999 | State Adjustment | TAL |  | -1.759 | -0.358 | . | . | -2.117 | . | . | . | . | . | . | . | . | . | . | . | . | . | . | . | . | . | . | . | . | . | . | . | . | . | . | . | . | . | . | . | . | . | . | . | . | . | . | . | . | . | . | . | . | . | . | . | . | . | . | . | . | . | . | . | . | . | . | . | . | . | . | . | . | . | . | . | . | . | . | . | . | . | . | . | . | . | . | . | . | . | . | . | . | . | . | . | . | . | . | -1.759 | -0.358 | . | . | -2.117 | . | . | . | . | . | . | . | . | . | .
2023 | FL | 99999 | State Adjustment | TEC |  | -47.617 | -4.827 | -0.129 | . | -52.574 | . | . | . | . | . | . | . | . | . | . | . | . | . | . | . | . | . | . | . | . | . | . | . | . | . | . | . | . | . | . | . | . | . | . | . | . | . | . | . | . | . | . | . | . | . | . | . | . | . | . | . | . | . | . | . | . | . | . | . | . | . | . | . | . | . | . | . | . | . | . | . | . | . | . | . | . | . | . | . | . | . | . | . | . | . | . | . | . | . | . | -47.617 | -4.827 | -0.129 | . | -52.574 | . | . | . | . | . | . | . | . | . | .
2023 | GA | 230 | Albany Utility Board | SOCO | AC | 0.172 | . | . | . | 0.172 | 27 | . | . | . | 27 | . | . | . | . | 0 | . | . | . | . | 0 | . | . | . | . | 0 | . | . | . | . | 0 | . | . | . | . | 0 | 0.122 | . | . | . | 0.122 | 22 | . | . | . | 22 | . | . | . | . | 0 | . | . | . | . | 0 | . | . | . | . | 0 | . | . | . | . | 0 | . | . | . | . | 0 | . | . | . | . | 0 | . | . | . | . | 0 | . | . | . | . | 0 | . | . | . | . | 0 | . | . | . | . | 0 | 0.172 | 0 | 0 | 0 | 0.172 | 27 | 0 | 0 | 0 | 27 | 0 | 0 | 0 | 0 | 0
2023 | GA | 407 | Altamaha Electric Member Corp | SOCO | AC | 0.358 | 0.195 | . | . | 0.553 | 42 | 7 | . | . | 49 | . | . | . | . | 0 | . | . | . | . | 0 | . | . | . | . | 0 | . | . | . | . | 0 | . | . | . | . | 0 | . | . | . | . | 0 | . | . | . | . | 0 | . | . | . | . | 0 | . | . | . | . | 0 | . | . | . | . | 0 | . | . | . | . | 0 | . | . | . | . | 0 | . | . | . | . | 0 | . | . | . | . | 0 | . | . | . | . | 0 | . | . | . | . | 0 | . | . | . | . | 0 | 0.358 | 0.195 | 0 | 0 | 0.553 | 42 | 7 | 0 | 0 | 49 | 0 | 0 | 0 | 0 | 0
2023 | GA | 562 | Amicalola Electric Member Corp | SOCO | AC | 1.161 | 0.196 | . | . | 1.357 | 164 | 7 | . | . | 171 | 61.408 | 17.181 | . | . | 78.589 | . | . | . | . | 0 | . | . | . | . | 0 | . | . | . | . | 0 | . | . | . | . | 0 | . | . | . | . | 0 | . | . | . | . | 0 | . | . | . | . | 0 | . | . | . | . | 0 | . | . | . | . | 0 | . | . | . | . | 0 | . | . | . | . | 0 | . | . | . | . | 0 | . | . | . | . | 0 | . | . | . | . | 0 | . | . | . | . | 0 | . | . | . | . | 0 | 1.161 | 0.196 | 0 | 0 | 1.357 | 164 | 7 | 0 | 0 | 171 | 61.408 | 17.181 | 0 | 0 | 78.589
2023 | GA | 2487 | City of Buford | SOCO | DC | 0.055 | 0.012 | . | . | 0.067 | 7 | 1 | . | . | 8 | 18.892 | 2.52 | . | . | 21.412 | . | . | . | . | 0 | . | . | . | . | 0 | . | . | . | . | 0 | . | . | . | . | 0 | . | . | . | . | 0 | . | . | . | . | 0 | . | . | . | . | 0 | . | . | . | . | 0 | . | . | . | . | 0 | . | . | . | . | 0 | . | . | . | . | 0 | . | . | . | . | 0 | . | . | . | . | 0 | . | . | . | . | 0 | . | . | . | . | 0 | . | . | . | . | 0 | 0.055 | 0.012 | 0 | 0 | 0.067 | 7 | 1 | 0 | 0 | 8 | 18.892 | 2.52 | 0 | 0 | 21.412
2023 | GA | 2812 | City of Calhoun - (GA) | SOCO | AC | 0.076 | 0.081 | . | . | 0.157 | 10 | 2 | . | . | 12 | 31 | 87.2 | . | . | 118.2 | . | . | . | . | 0 | . | . | . | . | 0 | . | . | . | . | 0 | . | . | . | . | 0 | . | . | . | . | 0 | . | . | . | . | 0 | . | . | . | . | 0 | . | . | . | . | 0 | . | . | . | . | 0 | . | . | . | . | 0 | . | . | . | . | 0 | . | . | . | . | 0 | . | . | . | . | 0 | . | . | . | . | 0 | . | . | . | . | 0 | . | . | . | . | 0 | 0.076 | 0.081 | 0 | 0 | 0.157 | 10 | 2 | 0 | 0 | 12 | 31 | 87.2 | 0 | 0 | 118.2
2023 | GA | 2903 | Canoochee Electric Member Corp | SOCO | AC | 1.51 | . | 0.425 | . | 1.935 | 189 | . | 17 | . | 206 | . | . | . | . | 0 | . | . | . | . | 0 | . | . | . | . | 0 | . | . | . | . | 0 | . | . | . | . | 0 | . | . | . | . | 0 | . | . | . | . | 0 | . | . | . | . | 0 | . | . | . | . | 0 | . | . | . | . | 0 | . | . | . | . | 0 | . | . | . | . | 0 | . | . | . | . | 0 | . | . | . | . | 0 | . | . | . | . | 0 | . | . | . | . | 0 | . | . | . | . | 0 | 1.51 | 0 | 0.425 | 0 | 1.935 | 189 | 0 | 17 | 0 | 206 | 0 | 0 | 0 | 0 | 0
2023 | GA | 3081 | Carroll Electric Member Corp - (GA) | SOCO | DC | 1.634 | 0.304 | . | . | 1.938 | 196 | 3 | . | . | 199 | . | . | . | . | 0 | . | . | . | . | 0 | . | . | . | . | 0 | . | . | . | . | 0 | . | . | . | . | 0 | 0.649 | . | . | . | 0.649 | 71 | . | . | . | 71 | . | . | . | . | 0 | . | . | . | . | 0 | . | . | . | . | 0 | . | . | . | . | 0 | . | . | . | . | 0 | . | . | . | . | 0 | . | . | . | . | 0 | . | . | . | . | 0 | . | . | . | . | 0 | . | . | . | . | 0 | 1.634 | 0.304 | 0 | 0 | 1.938 | 196 | 3 | 0 | 0 | 199 | 0 | 0 | 0 | 0 | 0
2023 | GA | 3108 | City of Cartersville - (GA) | SOCO | AC | . | . | 0.423 | . | 0.423 | . | . | 3 | . | 3 | . | . | . | . | 0 | . | . | . | . | 0 | . | . | . | . | 0 | . | . | . | . | 0 | . | . | . | . | 0 | . | . | . | . | 0 | . | . | . | . | 0 | . | . | . | . | 0 | . | . | . | . | 0 | . | . | . | . | 0 | . | . | . | . | 0 | . | . | . | . | 0 | . | . | . | . | 0 | . | . | . | . | 0 | . | . | . | . | 0 | . | . | . | . | 0 | . | . | . | . | 0 | 0 | 0 | 0.423 | 0 | 0.423 | 0 | 0 | 3 | 0 | 3 | 0 | 0 | 0 | 0 | 0
2023 | GA | 3248 | Central Georgia El Member Corp | SOCO | AC | 1.861 | 0.112 | . | . | 1.973 | 253 | 4 | . | . | 257 | 743.83 | 0.746 | . | . | 744.576 | . | . | . | . | 0 | . | . | . | . | 0 | 0.501 | 0.002 | . | . | 0.503 | 250 | 2 | . | . | 252 | 0.355 | . | . | . | 0.355 | 63 | . | . | . | 63 | 0.72 | . | . | . | 0.72 | . | . | . | . | 0 | . | . | . | . | 0 | . | . | . | . | 0 | . | . | . | . | 0 | . | . | . | . | 0 | . | . | . | . | 0 | . | . | . | . | 0 | . | . | . | . | 0 | . | . | . | . | 0 | 2.362 | 0.114 | 0 | 0 | 2.476 | 503 | 6 | 0 | 0 | 509 | 743.83 | 0.746 | 0 | 0 | 744.576
2023 | GA | 3843 | Coastal Electric Member Corp - (GA) | SOCO | AC | 1.9 | 0 | 0 | 0 | 1.9 | 226 | 0 | 0 | 0 | 226 | . | . | . | . | 0 | 1.101 | 0 | 3.16 | 0 | 4.261 | 616 | . | 3 | . | 619 | . | . | . | . | 0 | . | 0 | 0 | 0 | 0 | . | . | . | . | 0 | . | . | . | . | 0 | . | . | . | . | 0 | . | . | . | . | 0 | . | . | . | . | 0 | . | . | . | . | 0 | . | . | . | . | 0 | . | . | . | . | 0 | . | . | . | . | 0 | . | . | . | . | 0 | . | . | . | . | 0 | . | . | . | . | 0 | 3.001 | 0 | 3.16 | 0 | 6.161 | 842 | 0 | 3 | 0 | 845 | 0 | 0 | 0 | 0 | 0
2023 | GA | 3916 | Cobb Electric Membership Corp | SOCO | AC | 3.624 | 3.541 | . | . | 7.165 | 563 | 43 | . | . | 606 | 237.068 | 79.723 | . | . | 316.791 | . | . | . | . | 0 | . | . | . | . | 0 | . | . | . | . | 0 | . | . | . | . | 0 | . | 1 | . | . | 1 | . | 1 | . | . | 1 | . | 4 | . | . | 4 | . | . | . | . | 0 | . | . | . | . | 0 | . | . | . | . | 0 | . | . | . | . | 0 | . | . | . | . | 0 | . | . | . | . | 0 | . | . | . | . | 0 | . | . | . | . | 0 | . | . | . | . | 0 | 3.624 | 3.541 | 0 | 0 | 7.165 | 563 | 43 | 0 | 0 | 606 | 237.068 | 79.723 | 0 | 0 | 316.791
2023 | GA | 4432 | Coweta-Fayette El Member Corp | SOCO | AC | 2.009 | 0.615 | . | . | 2.624 | 250 | 2 | . | . | 252 | 760.031 | 287.136 | . | . | 1047.167 | . | . | . | . | 0 | . | . | . | . | 0 | . | . | . | . | 0 | . | . | . | . | 0 | 0.88 | . | . | . | 0.88 | 77 | . | . | . | 77 | . | . | . | . | 0 | . | . | . | . | 0 | . | . | . | . | 0 | . | . | . | . | 0 | . | . | . | . | 0 | . | . | . | . | 0 | . | . | . | . | 0 | . | . | . | . | 0 | . | . | . | . | 0 | . | . | . | . | 0 | 2.009 | 0.615 | 0 | 0 | 2.624 | 250 | 2 | 0 | 0 | 252 | 760.031 | 287.136 | 0 | 0 | 1047.167
2023 | GA | 4433 | City of Covington - (GA) | SOCO | AC | 0.1 | . | . | . | 0.1 | 12 | . | . | . | 12 | . | . | . | . | 0 | . | . | . | . | 0 | . | . | . | . | 0 | . | . | . | . | 0 | . | . | . | . | 0 | . | . | . | . | 0 | . | . | . | . | 0 | . | . | . | . | 0 | . | . | . | . | 0 | . | . | . | . | 0 | . | . | . | . | 0 | . | . | . | . | 0 | . | . | . | . | 0 | . | . | . | . | 0 | . | . | . | . | 0 | . | . | . | . | 0 | . | . | . | . | 0 | 0.1 | 0 | 0 | 0 | 0.1 | 12 | 0 | 0 | 0 | 12 | 0 | 0 | 0 | 0 | 0
2023 | GA | 4538 | Crisp County Power Comm | SOCO | AC | 0.045 | 0.03 | . | . | 0.075 | 6 | 1 | . | . | 7 | 36.235 | 0.567 | . | . | 36.802 | . | . | . | . | 0 | . | . | . | . | 0 | . | . | . | . | 0 | . | . | . | . | 0 | . | . | . | . | 0 | . | . | . | . | 0 | . | . | . | . | 0 | . | . | . | . | 0 | . | . | . | . | 0 | . | . | . | . | 0 | . | . | . | . | 0 | . | . | . | . | 0 | . | . | . | . | 0 | . | . | . | . | 0 | . | . | . | . | 0 | . | . | . | . | 0 | 0.045 | 0.03 | 0 | 0 | 0.075 | 6 | 1 | 0 | 0 | 7 | 36.235 | 0.567 | 0 | 0 | 36.802
2023 | GA | 5905 | Excelsior Electric Member Corp | SOCO | AC | 0.749 | 0.07 | 0 | 0 | 0.819 | 73 | 2 | 0 | 0 | 75 | 328.5 | 7 | 0 | 0 | 335.5 | 0 | 0 | 0 | 0 | 0 | 0 | 0 | 0 | 0 | 0 | 0 | 0 | 0 | 0 | 0 | 0 | 0 | 0 | 0 | 0 | 0.216 | . | 0 | 0 | 0.216 | 34 | . | 0 | 0 | 34 | 0.417 | . | 0 | 0 | 0.417 | . | . | . | . | 0 | . | . | . | . | 0 | . | . | . | . | 0 | . | . | . | . | 0 | . | . | . | . | 0 | . | . | . | . | 0 | . | . | . | . | 0 | . | . | . | . | 0 | . | . | . | . | 0 | 0.749 | 0.07 | 0 | 0 | 0.819 | 73 | 2 | 0 | 0 | 75 | 328.5 | 7 | 0 | 0 | 335.5
2023 | GA | 6411 | Flint Electric Membership Corp | SOCO | AC | 4.729 | 0.576 | . | . | 5.305 | 550 | 23 | . | . | 573 | 1202.6 | 192.6 | . | . | 1395.2 | . | . | . | . | 0 | . | . | . | . | 0 | . | . | . | . | 0 | . | . | . | . | 0 | . | . | . | . | 0 | . | . | . | . | 0 | . | . | . | . | 0 | . | . | . | . | 0 | . | . | . | . | 0 | . | . | . | . | 0 | . | . | . | . | 0 | . | . | . | . | 0 | . | . | . | . | 0 | . | . | . | . | 0 | . | . | . | . | 0 | . | . | . | . | 0 | 4.729 | 0.576 | 0 | 0 | 5.305 | 550 | 23 | 0 | 0 | 573 | 1202.6 | 192.6 | 0 | 0 | 1395.2
2023 | GA | 7090 | GreyStone Power Corporation | SOCO | DC | 3.3 | 0.39 | . | . | 3.69 | 516 | 10 | . | . | 526 | 2388.59 | . | . | . | 2388.59 | 2 | . | . | . | 2 | 632 | . | . | . | 632 | . | . | . | . | 0 | . | . | . | . | 0 | 0.44 | . | . | . | 0.44 | 66 | . | . | . | 66 | . | . | . | . | 0 | . | . | . | . | 0 | . | . | . | . | 0 | . | . | . | . | 0 | . | . | . | . | 0 | . | . | . | . | 0 | . | . | . | . | 0 | . | . | . | . | 0 | . | . | . | . | 0 | . | . | . | . | 0 | 5.3 | 0.39 | 0 | 0 | 5.69 | 1148 | 10 | 0 | 0 | 1158 | 2388.59 | 0 | 0 | 0 | 2388.59
2023 | GA | 7140 | Georgia Power Co | SOCO | AC | 30.919 | 14.788 | 2.308 | . | 48.015 | 4475 | 309 | 25 | . | 4809 | . | . | . | . | 0 | . | . | . | . | 0 | . | . | . | . | 0 | . | . | . | . | 0 | . | . | . | . | 0 | . | . | . | . | 0 | . | . | . | . | 0 | . | . | . | . | 0 | . | . | . | . | 0 | . | . | . | . | 0 | . | . | . | . | 0 | . | . | . | . | 0 | . | . | . | . | 0 | . | . | . | . | 0 | . | . | . | . | 0 | . | . | . | . | 0 | . | . | . | . | 0 | 30.919 | 14.788 | 2.308 | 0 | 48.015 | 4475 | 309 | 25 | 0 | 4809 | 0 | 0 | 0 | 0 | 0
2023 | GA | 7450 | Grady Electric Membership Corp | SOCO | AC | 0.7 | 0.1 | . | . | 0.8 | 70 | 1 | . | . | 71 | . | . | . | . | 0 | . | . | . | . | 0 | . | . | . | . | 0 | . | . | . | . | 0 | . | . | . | . | 0 | . | . | . | . | 0 | . | . | . | . | 0 | . | . | . | . | 0 | . | . | . | . | 0 | . | . | . | . | 0 | . | . | . | . | 0 | . | . | . | . | 0 | . | . | . | . | 0 | . | . | . | . | 0 | . | . | . | . | 0 | . | . | . | . | 0 | . | . | . | . | 0 | 0.7 | 0.1 | 0 | 0 | 0.8 | 70 | 1 | 0 | 0 | 71 | 0 | 0 | 0 | 0 | 0
2023 | GA | 7887 | Habersham Electric Membership Corp | SOCO | AC | 2.06 | 0.362 | . | . | 2.422 | 112 | 9 | . | . | 121 | . | . | . | . | 0 | . | . | . | . | 0 | . | . | . | . | 0 | . | . | . | . | 0 | . | . | . | . | 0 | . | . | . | . | 0 | . | . | . | . | 0 | . | . | . | . | 0 | . | . | . | . | 0 | . | . | . | . | 0 | . | . | . | . | 0 | . | . | . | . | 0 | . | . | . | . | 0 | . | . | . | . | 0 | . | . | . | . | 0 | . | . | . | . | 0 | . | . | . | . | 0 | 2.06 | 0.362 | 0 | 0 | 2.422 | 112 | 9 | 0 | 0 | 121 | 0 | 0 | 0 | 0 | 0
2023 | GA | 8210 | Hart Electric Member Corp | SOCO | AC | 1.199 | 0.167 | . | . | 1.366 | 121 | 3 | . | . | 124 | 0.597 | 0.075 | . | . | 0.672 | . | . | . | . | 0 | . | . | . | . | 0 | . | . | . | . | 0 | . | . | . | . | 0 | . | . | . | . | 0 | . | . | . | . | 0 | . | . | . | . | 0 | . | . | . | . | 0 | . | . | . | . | 0 | . | . | . | . | 0 | . | . | . | . | 0 | . | . | . | . | 0 | . | . | . | . | 0 | . | . | . | . | 0 | . | . | . | . | 0 | . | . | . | . | 0 | 1.199 | 0.167 | 0 | 0 | 1.366 | 121 | 3 | 0 | 0 | 124 | 0.597 | 0.075 | 0 | 0 | 0.672
2023 | GA | 9431 | Irwin Electric Membership Corp | SOCO | AC | 0.528 | 0.15 | . | . | 0.678 | 66 | 3 | . | . | 69 | . | . | . | . | 0 | . | . | . | . | 0 | . | . | . | . | 0 | . | . | . | . | 0 | . | . | . | . | 0 | . | . | . | . | 0 | . | . | . | . | 0 | . | . | . | . | 0 | . | . | . | . | 0 | . | . | . | . | 0 | . | . | . | . | 0 | . | . | . | . | 0 | . | . | . | . | 0 | . | . | . | . | 0 | . | . | . | . | 0 | . | . | . | . | 0 | . | . | . | . | 0 | 0.528 | 0.15 | 0 | 0 | 0.678 | 66 | 3 | 0 | 0 | 69 | 0 | 0 | 0 | 0 | 0
2023 | GA | 9601 | Jackson Electric Member Corp - (GA) | SOCO | DC | 7.918 | 3.557 | . | . | 11.475 | 1006 | 29 | . | . | 1035 | 217.322 | 50.46 | . | . | 267.782 | . | . | . | . | 0 | . | . | . | . | 0 | . | . | . | . | 0 | . | . | . | . | 0 | . | . | . | . | 0 | . | . | . | . | 0 | . | . | . | . | 0 | . | . | . | . | 0 | . | . | . | . | 0 | . | . | . | . | 0 | . | . | . | . | 0 | . | . | . | . | 0 | . | . | . | . | 0 | . | . | . | . | 0 | . | . | . | . | 0 | . | . | . | . | 0 | 7.918 | 3.557 | 0 | 0 | 11.475 | 1006 | 29 | 0 | 0 | 1035 | 217.322 | 50.46 | 0 | 0 | 267.782
2023 | GA | 9689 | Jefferson Electric Member Corp | SOCO | AC | 0.12 | 0.15 | . | . | 0.27 | 178 | 9 | . | . | 187 | 21 | 43 | . | . | 64 | . | . | . | . | 0 | . | . | . | . | 0 | . | . | . | . | 0 | . | . | . | . | 0 | . | . | . | . | 0 | . | . | . | . | 0 | . | . | . | . | 0 | . | . | . | . | 0 | . | . | . | . | 0 | . | . | . | . | 0 | . | . | . | . | 0 | . | . | . | . | 0 | . | . | . | . | 0 | . | . | . | . | 0 | . | . | . | . | 0 | . | . | . | . | 0 | 0.12 | 0.15 | 0 | 0 | 0.27 | 178 | 9 | 0 | 0 | 187 | 21 | 43 | 0 | 0 | 64
2023 | GA | 10624 | Southern Rivers Energy | SOCO | AC | 1.125 | 0.284 | . | . | 1.409 | 120 | 3 | . | . | 123 | . | . | . | . | 0 | . | . | . | . | 0 | . | . | . | . | 0 | . | . | . | . | 0 | . | . | . | . | 0 | . | . | . | . | 0 | . | . | . | . | 0 | . | . | . | . | 0 | . | . | . | . | 0 | . | . | . | . | 0 | . | . | . | . | 0 | . | . | . | . | 0 | . | . | . | . | 0 | . | . | . | . | 0 | 0.011 | . | . | . | 0.011 | 2 | . | . | . | 2 | . | . | . | . | 0 | 1.136 | 0.284 | 0 | 0 | 1.42 | 122 | 3 | 0 | 0 | 125 | 0 | 0 | 0 | 0 | 0
2023 | GA | 10800 | City of Lawrenceville - (GA) | SOCO | AC | 0.051 | . | . | . | 0.051 | 19 | . | . | . | 19 | 0.637 | . | . | . | 0.637 | . | . | . | . | 0 | . | . | . | . | 0 | . | . | . | . | 0 | . | . | . | . | 0 | . | . | . | . | 0 | . | . | . | . | 0 | . | . | . | . | 0 | . | . | . | . | 0 | . | . | . | . | 0 | . | . | . | . | 0 | . | . | . | . | 0 | . | . | . | . | 0 | . | . | . | . | 0 | . | . | . | . | 0 | . | . | . | . | 0 | . | . | . | . | 0 | 0.051 | 0 | 0 | 0 | 0.051 | 19 | 0 | 0 | 0 | 19 | 0.637 | 0 | 0 | 0 | 0.637
2023 | GA | 11646 | City of Marietta - (GA) | SOCO | AC | 0.202 | 0.107 | . | . | 0.309 | 36 | 2 | . | . | 38 | 88.615 | 50.681 | . | . | 139.296 | . | . | . | . | 0 | . | . | . | . | 0 | . | . | . | . | 0 | . | . | . | . | 0 | . | . | . | . | 0 | . | . | . | . | 0 | . | . | . | . | 0 | . | . | . | . | 0 | . | . | . | . | 0 | . | . | . | . | 0 | . | . | . | . | 0 | . | . | . | . | 0 | . | . | . | . | 0 | . | . | . | . | 0 | . | . | . | . | 0 | . | . | . | . | 0 | 0.202 | 0.107 | 0 | 0 | 0.309 | 36 | 2 | 0 | 0 | 38 | 88.615 | 50.681 | 0 | 0 | 139.296
2023 | GA | 12706 | Mitchell Electric Member Corp | SOCO | AC | 0.351 | 0.396 | . | . | 0.747 | 85 | 11 | . | . | 96 | . | . | . | . | 0 | . | . | . | . | 0 | . | . | . | . | 0 | . | . | . | . | 0 | . | . | . | . | 0 | . | . | . | . | 0 | . | . | . | . | 0 | . | . | . | . | 0 | . | . | . | . | 0 | . | . | . | . | 0 | . | . | . | . | 0 | . | . | . | . | 0 | . | . | . | . | 0 | . | . | . | . | 0 | . | . | . | . | 0 | . | . | . | . | 0 | . | . | . | . | 0 | 0.351 | 0.396 | 0 | 0 | 0.747 | 85 | 11 | 0 | 0 | 96 | 0 | 0 | 0 | 0 | 0
2023 | GA | 13962 | Oconee Electric Member Corp | SOCO | AC | 0.254 | . | . | . | 0.254 | 36 | . | . | . | 36 | . | . | . | . | 0 | . | . | . | . | 0 | . | . | . | . | 0 | . | . | . | . | 0 | . | . | . | . | 0 | 0.047 | . | . | . | 0.047 | 9 | . | . | . | 9 | . | . | . | . | 0 | . | . | . | . | 0 | . | . | . | . | 0 | . | . | . | . | 0 | . | . | . | . | 0 | . | . | . | . | 0 | . | . | . | . | 0 | . | . | . | . | 0 | . | . | . | . | 0 | . | . | . | . | 0 | 0.254 | 0 | 0 | 0 | 0.254 | 36 | 0 | 0 | 0 | 36 | 0 | 0 | 0 | 0 | 0
2023 | GA | 15700 | Rayle Electric Membership Corp | SOCO | AC | 0.604 | . | . | . | 0.604 | 79 | . | . | . | 79 | 251.24 | . | . | . | 251.24 | . | . | . | . | 0 | . | . | . | . | 0 | . | . | . | . | 0 | . | . | . | . | 0 | 0.012 | . | . | . | 0.012 | 1 | . | . | . | 1 | . | . | . | . | 0 | . | . | . | . | 0 | . | . | . | . | 0 | . | . | . | . | 0 | . | . | . | . | 0 | . | . | . | . | 0 | . | . | . | . | 0 | . | . | . | . | 0 | . | . | . | . | 0 | . | . | . | . | 0 | 0.604 | 0 | 0 | 0 | 0.604 | 79 | 0 | 0 | 0 | 79 | 251.24 | 0 | 0 | 0 | 251.24
2023 | GA | 16674 | Satilla Rural Elec Member Corporation | SOCO | AC | 1.038 | 1.99 | . | . | 3.028 | 111 | 29 | . | . | 140 | 479 | 957 | . | . | 1436 | 1 | . | . | . | 1 | 191 | . | . | . | 191 | . | . | . | . | 0 | . | . | . | . | 0 | . | . | . | . | 0 | . | . | . | . | 0 | . | . | . | . | 0 | . | . | . | . | 0 | . | . | . | . | 0 | . | . | . | . | 0 | . | . | . | . | 0 | . | . | . | . | 0 | . | . | . | . | 0 | . | . | . | . | 0 | . | . | . | . | 0 | . | . | . | . | 0 | 2.038 | 1.99 | 0 | 0 | 4.028 | 302 | 29 | 0 | 0 | 331 | 479 | 957 | 0 | 0 | 1436
2023 | GA | 16865 | Sawnee Electric Membership Corporation | SOCO | AC | 3.584 | 1.109 | 0.899 | . | 5.592 | 581 | 31 | 4 | . | 616 | . | . | . | . | 0 | 2.647 | 0.219 | . | . | 2.866 | 261 | 12 | . | . | 273 | . | . | . | . | 0 | . | . | . | . | 0 | . | . | . | . | 0 | . | . | . | . | 0 | . | . | . | . | 0 | . | . | . | . | 0 | . | . | . | . | 0 | . | . | . | . | 0 | . | . | . | . | 0 | . | . | . | . | 0 | . | . | . | . | 0 | . | . | . | . | 0 | . | . | . | . | 0 | . | . | . | . | 0 | 6.231 | 1.328 | 0.899 | 0 | 8.458 | 842 | 43 | 4 | 0 | 889 | 0 | 0 | 0 | 0 | 0
2023 | GA | 18305 | Sumter Electric Member Corp | SOCO | AC | 0.468 | 0.525 | . | . | 0.993 | 61 | 6 | . | . | 67 | 186.5 | 133.3 | . | . | 319.8 | . | . | . | . | 0 | . | . | . | . | 0 | . | . | . | . | 0 | . | . | . | . | 0 | 0.14 | 0 | . | . | 0.14 | 20 | 0 | . | . | 20 | 0.271 | 0 | . | . | 0.271 | . | . | . | . | 0 | . | . | . | . | 0 | . | . | . | . | 0 | . | . | . | . | 0 | . | . | . | . | 0 | . | . | . | . | 0 | . | . | . | . | 0 | . | . | . | . | 0 | . | . | . | . | 0 | 0.468 | 0.525 | 0 | 0 | 0.993 | 61 | 6 | 0 | 0 | 67 | 186.5 | 133.3 | 0 | 0 | 319.8
2023 | GA | 18499 | Three Notch Elec Member Corp | SEPA | AC | 0.375 | 0.25 | . | . | 0.625 | 48 | 4 | . | . | 52 | . | . | . | . | 0 | . | . | . | . | 0 | . | . | . | . | 0 | . | . | . | . | 0 | . | . | . | . | 0 | . | . | . | . | 0 | . | . | . | . | 0 | . | . | . | . | 0 | . | . | . | . | 0 | . | . | . | . | 0 | . | . | . | . | 0 | . | . | . | . | 0 | . | . | . | . | 0 | . | . | . | . | 0 | . | . | . | . | 0 | . | . | . | . | 0 | . | . | . | . | 0 | 0.375 | 0.25 | 0 | 0 | 0.625 | 48 | 4 | 0 | 0 | 52 | 0 | 0 | 0 | 0 | 0
2023 | GA | 18848 | City of Thomasville - (GA) | SOCO | AC | 0.077 | 0.3 | . | . | 0.377 | 6 | 2 | . | . | 8 | . | . | . | . | 0 | . | . | . | . | 0 | . | . | . | . | 0 | . | . | . | . | 0 | . | . | . | . | 0 | . | . | . | . | 0 | . | . | . | . | 0 | . | . | . | . | 0 | . | . | . | . | 0 | . | . | . | . | 0 | . | . | . | . | 0 | . | . | . | . | 0 | . | . | . | . | 0 | . | . | . | . | 0 | . | . | . | . | 0 | . | . | . | . | 0 | . | . | . | . | 0 | 0.077 | 0.3 | 0 | 0 | 0.377 | 6 | 2 | 0 | 0 | 8 | 0 | 0 | 0 | 0 | 0
2023 | GA | 18956 | Tri-County Elec Member Corp (GA) | SOCO | AC | 0.368 | . | . | . | 0.368 | 54 | . | . | . | 54 | 183.494 | . | . | . | 183.494 | . | . | . | . | 0 | . | . | . | . | 0 | . | . | . | . | 0 | . | . | . | . | 0 | . | . | . | . | 0 | . | . | . | . | 0 | . | . | . | . | 0 | . | . | . | . | 0 | . | . | . | . | 0 | . | . | . | . | 0 | . | . | . | . | 0 | . | . | . | . | 0 | . | . | . | . | 0 | . | . | . | . | 0 | . | . | . | . | 0 | . | . | . | . | 0 | 0.368 | 0 | 0 | 0 | 0.368 | 54 | 0 | 0 | 0 | 54 | 183.494 | 0 | 0 | 0 | 183.494
2023 | GA | 19219 | Diverse Power Incorporated | SOCO | AC | 0.499 | . | . | . | 0.499 | 64 | . | . | . | 64 | 228.434 | . | . | . | 228.434 | . | . | . | . | 0 | . | . | . | . | 0 | . | . | . | . | 0 | . | . | . | . | 0 | . | . | . | . | 0 | . | . | . | . | 0 | . | . | . | . | 0 | . | . | . | . | 0 | . | . | . | . | 0 | . | . | . | . | 0 | . | . | . | . | 0 | . | . | . | . | 0 | . | . | . | . | 0 | . | . | . | . | 0 | . | . | . | . | 0 | . | . | . | . | 0 | 0.499 | 0 | 0 | 0 | 0.499 | 64 | 0 | 0 | 0 | 64 | 228.434 | 0 | 0 | 0 | 228.434
2023 | GA | 20065 | Walton Electric Member Corp | SOCO | AC | 5.449 | 0.369 | . | . | 5.818 | 638 | 5 | . | . | 643 | . | . | . | . | 0 | 6.5 | . | . | . | 6.5 | 1866 | . | . | . | 1866 | . | . | . | . | 0 | . | . | . | . | 0 | . | . | . | . | 0 | . | . | . | . | 0 | . | . | . | . | 0 | . | . | . | . | 0 | . | . | . | . | 0 | . | . | . | . | 0 | . | . | . | . | 0 | . | . | . | . | 0 | . | . | . | . | 0 | . | . | . | . | 0 | . | . | . | . | 0 | . | . | . | . | 0 | 11.949 | 0.369 | 0 | 0 | 12.318 | 2504 | 5 | 0 | 0 | 2509 | 0 | 0 | 0 | 0 | 0
2023 | GA | 20146 | Washington Elec Member Corp | SOCO | DC | 0.28 | . | . | . | 0.28 | 28 | . | . | . | 28 | 120.814 | . | . | . | 120.814 | . | . | . | . | 0 | . | . | . | . | 0 | . | . | . | . | 0 | . | . | . | . | 0 | . | . | . | . | 0 | . | . | . | . | 0 | . | . | . | . | 0 | . | . | . | . | 0 | . | . | . | . | 0 | . | . | . | . | 0 | . | . | . | . | 0 | . | . | . | . | 0 | . | . | . | . | 0 | . | 0.075 | . | . | 0.075 | . | 1 | . | . | 1 | . | 0 | . | . | 0 | 0.28 | 0.075 | 0 | 0 | 0.355 | 28 | 1 | 0 | 0 | 29 | 120.814 | 0 | 0 | 0 | 120.814
2023 | GA | 31833 | Okefenoke Rural El Member Corp | SOCO | AC | 1.081 | 0.056 | . | . | 1.137 | 129 | 2 | . | . | 131 | 412.6 | . | . | . | 412.6 | 1.968 | . | . | . | 1.968 | 165 | . | . | . | 165 | . | . | . | . | 0 | . | . | . | . | 0 | . | . | . | . | 0 | . | . | . | . | 0 | . | . | . | . | 0 | . | . | . | . | 0 | . | . | . | . | 0 | . | . | . | . | 0 | . | . | . | . | 0 | . | . | . | . | 0 | . | . | . | . | 0 | . | . | . | . | 0 | . | . | . | . | 0 | . | . | . | . | 0 | 3.049 | 0.056 | 0 | 0 | 3.105 | 294 | 2 | 0 | 0 | 296 | 412.6 | 0 | 0 | 0 | 412.6
2023 | GA | 40212 | Colquitt Electric Membership Corp | SOCO | AC | 1.829 | 0.66 | . | . | 2.489 | 255 | 7 | . | . | 262 | 754.788 | 272.367 | . | . | 1027.155 | . | . | . | . | 0 | . | . | . | . | 0 | . | . | . | . | 0 | . | . | . | . | 0 | . | . | . | . | 0 | . | . | . | . | 0 | . | . | . | . | 0 | . | . | . | . | 0 | . | . | . | . | 0 | . | . | . | . | 0 | . | . | . | . | 0 | . | . | . | . | 0 | . | . | . | . | 0 | . | . | . | . | 0 | . | . | . | . | 0 | . | . | . | . | 0 | 1.829 | 0.66 | 0 | 0 | 2.489 | 255 | 7 | 0 | 0 | 262 | 754.788 | 272.367 | 0 | 0 | 1027.155
2023 | GA | 99999 | State Adjustment | SOCO |  | -1.546 | -0.688 | . | . | -2.234 | . | . | . | . | . | . | . | . | . | . | . | . | . | . | . | . | . | . | . | . | . | . | . | . | . | . | . | . | . | . | . | . | . | . | . | . | . | . | . | . | . | . | . | . | . | . | . | . | . | . | . | . | . | . | . | . | . | . | . | . | . | . | . | . | . | . | . | . | . | . | . | . | . | . | . | . | . | . | . | . | . | . | . | . | . | . | . | . | . | . | -1.546 | -0.688 | . | . | -2.234 | . | . | . | . | . | . | . | . | . | .
2023 | HI | 8287 | Hawaii Electric Light Co Inc | NA | AC | 76.3 | 21.877 | 1.431 | . | 99.608 | 13607 | 749 | 31 | . | 14387 | . | . | . | . | 0 | . | . | . | . | 0 | . | . | . | . | 0 | . | . | . | . | 0 | . | . | . | . | 0 | 14.473 | 1.23 | 0.003 | . | 15.706 | 1962 | 34 | 1 | . | 1997 | 34.567 | 1.93 | 0 | . | 36.497 | . | . | . | . | 0 | . | . | . | . | 0 | . | . | . | . | 0 | 0.05 | . | 0.167 | . | 0.217 | 15 | . | 3 | . | 18 | . | . | . | . | 0 | . | . | 0.049 | . | 0.049 | . | . | 1 | . | 1 | . | . | . | . | 0 | 76.35 | 21.877 | 1.647 | 0 | 99.874 | 13622 | 749 | 35 | 0 | 14406 | 0 | 0 | 0 | 0 | 0
2023 | HI | 10071 | Kauai Island Utility Cooperative | NA | AC | 24.82 | 10.792 | 0 | 0 | 35.612 | 5543 | 412 | 0 | 0 | 5955 | 17355 | 5330 | 0 | 0 | 22685 | 0 | 0 | 0 | 0 | 0 | 0 | 0 | 0 | 0 | 0 | 0 | 0 | 0 | 0 | 0 | 0 | 0 | 0 | 0 | 0 | 12.581 | 1.234 | 0 | 0 | 13.815 | 1766 | 38 | 0 | 0 | 1804 | 32.413 | 3.065 | 0 | 0 | 35.478 | 0 | 0 | 0 | 0 | 0 | 0 | 0 | 0 | 0 | 0 | 0 | 0 | 0 | 0 | 0 | 0.01 | 0.001 | 0 | 0 | 0.011 | 6 | 1 | 0 | 0 | 7 | 3.105 | 0 | 0 | 0 | 3.105 | . | . | . | . | 0 | . | . | . | . | 0 | . | . | . | . | 0 | 24.83 | 10.793 | 0 | 0 | 35.623 | 5549 | 413 | 0 | 0 | 5962 | 17358.105 | 5330 | 0 | 0 | 22688.105
2023 | HI | 11843 | Maui Electric Co Ltd | NA | AC | 68.601 | 29.127 | . | . | 97.728 | 12684 | 1031 | . | . | 13715 | . | . | . | . | 0 | . | . | . | . | 0 | . | . | . | . | 0 | . | . | . | . | 0 | . | . | . | . | 0 | 14.413 | 1.084 | . | . | 15.497 | 1815 | 37 | . | . | 1852 | 37.764 | 2.615 | . | . | 40.379 | . | . | . | . | 0 | . | . | . | . | 0 | . | . | . | . | 0 | 0.021 | 0.057 | . | . | 0.078 | 7 | 5 | . | . | 12 | . | . | . | . | 0 | . | . | . | . | 0 | . | . | . | . | 0 | . | . | . | . | 0 | 68.622 | 29.184 | 0 | 0 | 97.806 | 12691 | 1036 | 0 | 0 | 13727 | 0 | 0 | 0 | 0 | 0
2023 | HI | 19547 | Hawaiian Electric Co Inc | HECO | AC | 318.074 | 66.546 | . | . | 384.62 | 61808 | 1794 | . | . | 63602 | . | . | . | . | 0 | . | . | . | . | 0 | . | . | . | . | 0 | . | . | . | . | 0 | . | . | . | . | 0 | 76.981 | 0.736 | . | . | 77.717 | 9948 | 33 | . | . | 9981 | 207.719 | 2.518 | . | . | 210.237 | . | . | . | . | 0 | . | . | . | . | 0 | . | . | . | . | 0 | 0.001 | 0.024 | . | . | 0.025 | 1 | 3 | . | . | 4 | . | . | . | . | 0 | . | . | . | . | 0 | . | . | . | . | 0 | . | . | . | . | 0 | 318.075 | 66.57 | 0 | 0 | 384.645 | 61809 | 1797 | 0 | 0 | 63606 | 0 | 0 | 0 | 0 | 0
2023 | IA | 554 | City of Ames - (IA) | MISO | AC | 0.771 | 0.754 | . | . | 1.525 | 200 | 19 | . | . | 219 | 385.608 | 250.774 | 636.382 | . | 1272.764 | . | . | . | . | 0 | . | . | . | . | 0 | 0.404 | 0.264 | 0.018 | . | 0.686 | 640 | 28 | 1 | . | 669 | 0.048 | . | . | . | 0.048 | 9 | . | . | . | 9 | 0.169 | . | . | . | 0.169 | . | . | . | . | 0 | . | . | . | . | 0 | . | . | . | . | 0 | . | . | . | . | 0 | . | . | . | . | 0 | . | . | . | . | 0 | . | . | . | . | 0 | . | . | . | . | 0 | . | . | . | . | 0 | 1.175 | 1.018 | 0.018 | 0 | 2.211 | 840 | 47 | 1 | 0 | 888 | 385.608 | 250.774 | 636.382 | 0 | 1272.764
2023 | IA | 2652 | Butler County Rural Elec Coop - (IA) | SWPP | AC | 0.014 | . | . | . | 0.014 | 2 | . | . | . | 2 | . | . | . | . | 0 | . | . | . | . | 0 | . | . | . | . | 0 | . | . | . | . | 0 | . | . | . | . | 0 | . | . | . | . | 0 | . | . | . | . | 0 | . | . | . | . | 0 | . | . | . | . | 0 | . | . | . | . | 0 | . | . | . | . | 0 | 0.014 | . | . | . | 0.014 | 2 | . | . | . | 2 | . | . | . | . | 0 | . | . | . | . | 0 | . | . | . | . | 0 | . | . | . | . | 0 | 0.028 | 0 | 0 | 0 | 0.028 | 4 | 0 | 0 | 0 | 4 | 0 | 0 | 0 | 0 | 0
2023 | IA | 3203 | Cedar Falls Utilities | MISO | AC | 0.482 | 0.125 | 0 | 0 | 0.607 | 58 | 5 | 0 | 0 | 63 | 1101.476 | 494.93 | 105.012 | . | 1701.418 | 0.945 | 0.469 | 0.086 | 0 | 1.5 | 1190 | 51 | 3 | 0 | 1244 | . | . | . | . | 0 | . | . | . | . | 0 | 0.019 | . | . | . | 0.019 | 2 | 0 | 0 | . | 2 | 0.054 | . | . | . | 0.054 | . | . | . | . | 0 | . | . | . | . | 0 | . | . | . | . | 0 | 0.002 | . | . | . | 0.002 | 1 | . | . | . | 1 | . | . | . | . | 0 | . | . | . | . | 0 | . | . | . | . | 0 | . | . | . | . | 0 | 1.429 | 0.594 | 0.086 | 0 | 2.109 | 1249 | 56 | 3 | 0 | 1308 | 1101.476 | 494.93 | 105.012 | 0 | 1701.418
2023 | IA | 5588 | East-Central Iowa Rural Elec Coop | MISO | AC | 0.072 | 0.118 | . | . | 0.19 | 6 | 3 | . | . | 9 | 2.054 | 0 | . | . | 2.054 | . | . | . | . | 0 | . | . | . | . | 0 | . | . | . | . | 0 | . | . | . | . | 0 | . | . | . | . | 0 | . | . | . | . | 0 | . | . | . | . | 0 | . | . | . | . | 0 | . | . | . | . | 0 | . | . | . | . | 0 | 0.062 | . | . | . | 0.062 | 5 | . | . | . | 5 | 11.1 | . | . | . | 11.1 | . | . | . | . | 0 | . | . | . | . | 0 | . | . | . | . | 0 | 0.134 | 0.118 | 0 | 0 | 0.252 | 11 | 3 | 0 | 0 | 14 | 13.154 | 0 | 0 | 0 | 13.154
2023 | IA | 5605 | Eastern Iowa Light & Power Coop | MISO | AC | 2.999 | 1.556 | . | . | 4.555 | 282 | 67 | . | . | 349 | . | . | . | . | 0 | . | . | . | . | 0 | . | . | . | . | 0 | . | . | . | . | 0 | . | . | . | . | 0 | 0.183 | . | . | . | 0.183 | 20 | . | . | . | 20 | . | . | . | . | 0 | . | . | . | . | 0 | . | . | . | . | 0 | . | . | . | . | 0 | 0.047 | 0.01 | . | . | 0.057 | 5 | 2 | . | . | 7 | . | . | . | . | 0 | . | . | . | . | 0 | . | . | . | . | 0 | . | . | . | . | 0 | 3.046 | 1.566 | 0 | 0 | 4.612 | 287 | 69 | 0 | 0 | 356 | 0 | 0 | 0 | 0 | 0
2023 | IA | 8319 | Heartland Power Coop | MISO | AC | 0.036 | . | . | . | 0.036 | 4 | . | . | . | 4 | 276.264 | . | 906.618 | . | 1182.882 | . | . | 1.5 | . | 1.5 | . | . | 1 | . | 1 | 0.852 | . | . | . | 0.852 | 144 | . | . | . | 144 | . | . | . | . | 0 | . | . | . | . | 0 | . | . | . | . | 0 | . | . | . | . | 0 | . | . | . | . | 0 | . | . | . | . | 0 | 0.02 | . | . | . | 0.02 | 2 | . | . | . | 2 | . | . | . | . | 0 | . | . | . | . | 0 | . | . | . | . | 0 | . | . | . | . | 0 | 0.908 | 0 | 1.5 | 0 | 2.408 | 150 | 0 | 1 | 0 | 151 | 276.264 | 0 | 906.618 | 0 | 1182.882
2023 | IA | 9230 | City of Independence - (IA) | MISO | DC | 0.032 | 0.017 | 0 | 0 | 0.049 | 7 | 3 | 0 | 0 | 10 | 0 | 0 | 0 | 0 | 0 | 0 | 0 | 0 | 0 | 0 | 0 | 0 | 0 | 0 | 0 | 0 | 0 | 0 | 0 | 0 | 0 | 0 | 0 | 0 | 0 | . | . | . | . | 0 | . | . | . | . | 0 | . | . | . | . | 0 | . | . | . | . | 0 | . | . | . | . | 0 | . | . | . | . | 0 | 0 | 0 | 0 | 0 | 0 | 0 | 0 | 0 | 0 | 0 | 0 | 0 | 0 | 0 | 0 | 0 | 0 | 0 | 0 | 0 | 0 | 0 | 0 | 0 | 0 | 0 | 0 | 0 | 0 | 0 | 0.032 | 0.017 | 0 | 0 | 0.049 | 7 | 3 | 0 | 0 | 10 | 0 | 0 | 0 | 0 | 0
2023 | IA | 9417 | Interstate Power and Light Co | MISO | AC | 68.96 | 96.194 | 1.693 | . | 166.847 | 8341 | 2772 | 14 | . | 11127 | . | . | . | . | 0 | . | . | . | . | 0 | . | . | . | . | 0 | . | . | . | . | 0 | . | . | . | . | 0 | . | . | . | . | 0 | . | . | . | . | 0 | . | . | . | . | 0 | . | . | . | . | 0 | . | . | . | . | 0 | . | . | . | . | 0 | 0.304 | 3.907 | 0.01 | . | 4.221 | 41 | 61 | 1 | . | 103 | . | . | . | . | 0 | . | 0.4 | . | . | 0.4 | . | 1 | . | . | 1 | . | . | . | . | 0 | 69.264 | 100.501 | 1.703 | 0 | 171.468 | 8382 | 2834 | 15 | 0 | 11231 | 0 | 0 | 0 | 0 | 0
2023 | IA | 9425 | Iowa Lakes Electric Coop | SWPP | AC | 0.375 | 3.121 | . | . | 3.496 | 30 | 83 | . | . | 113 | . | . | . | . | 0 | . | . | . | . | 0 | . | . | . | . | 0 | . | . | . | . | 0 | . | . | . | . | 0 | . | . | . | . | 0 | . | . | . | . | 0 | . | . | . | . | 0 | . | . | . | . | 0 | . | . | . | . | 0 | . | . | . | . | 0 | 0.049 | 0.045 | . | . | 0.094 | 6 | 3 | . | . | 9 | . | . | . | . | 0 | . | . | . | . | 0 | . | . | . | . | 0 | . | . | . | . | 0 | 0.424 | 3.166 | 0 | 0 | 3.59 | 36 | 86 | 0 | 0 | 122 | 0 | 0 | 0 | 0 | 0
2023 | IA | 11053 | Linn County REC | MISO | AC | 4.878 | 1.067 | 0.004 | . | 5.949 | 609 | 55 | 6 | . | 670 | . | . | . | . | 0 | . | . | . | . | 0 | . | . | . | . | 0 | . | . | . | . | 0 | . | . | . | . | 0 | . | . | . | . | 0 | . | . | . | . | 0 | . | . | . | . | 0 | . | . | . | . | 0 | . | . | . | . | 0 | . | . | . | . | 0 | 0.03 | 0 | 0.004 | . | 0.034 | 2 | 0 | 1 | . | 3 | . | . | . | . | 0 | . | . | . | . | 0 | . | . | . | . | 0 | . | . | . | . | 0 | 4.908 | 1.067 | 0.008 | 0 | 5.983 | 611 | 55 | 7 | 0 | 673 | 0 | 0 | 0 | 0 | 0
2023 | IA | 11611 | City of Maquoketa - (IA) | MISO | DC | 0.024 | 0.223 | 0 | 0 | 0.247 | 4 | 4 | 0 | 0 | 8 | 0 | 0 | 0 | 0 | 0 | 0 | 0 | 0 | 0 | 0 | 0 | 0 | 0 | 0 | 0 | 0 | 0 | 0 | 0 | 0 | 0 | 0 | 0 | 0 | 0 | . | . | . | . | 0 | . | . | . | . | 0 | . | . | . | . | 0 | . | . | . | . | 0 | . | . | . | . | 0 | . | . | . | . | 0 | 0 | 0 | 0 | 0 | 0 | 0 | 0 | 0 | 0 | 0 | 0 | 0 | 0 | 0 | 0 | 0 | 0 | 0 | 0 | 0 | 0 | 0 | 0 | 0 | 0 | 0 | 0 | 0 | 0 | 0 | 0.024 | 0.223 | 0 | 0 | 0.247 | 4 | 4 | 0 | 0 | 8 | 0 | 0 | 0 | 0 | 0
2023 | IA | 11788 | Consumers Energy Coop - (IA) | MISO | AC | 0.181 | . | . | . | 0.181 | 16 | . | . | . | 16 | 140.683 | . | . | . | 140.683 | . | . | . | . | 0 | . | . | . | . | 0 | . | . | . | . | 0 | . | . | . | . | 0 | . | . | . | . | 0 | . | . | . | . | 0 | . | . | . | . | 0 | . | . | . | . | 0 | . | . | . | . | 0 | . | . | . | . | 0 | 0.063 | . | . | . | 0.063 | 8 | . | . | . | 8 | 13.893 | . | . | . | 13.893 | . | . | . | . | 0 | . | . | . | . | 0 | . | . | . | . | 0 | 0.244 | 0 | 0 | 0 | 0.244 | 24 | 0 | 0 | 0 | 24 | 154.576 | 0 | 0 | 0 | 154.576
2023 | IA | 12341 | MidAmerican Energy Co | MISO | AC | 31.559 | 21.893 | 6.502 | . | 59.954 | 3896 | 510 | 23 | . | 4429 | 17096.185 | 6264.242 | 802.988 | . | 24163.415 | . | . | . | . | 0 | . | . | . | . | 0 | . | . | . | . | 0 | . | . | . | . | 0 | . | . | . | . | 0 | . | . | . | . | 0 | . | . | . | . | 0 | . | . | . | . | 0 | . | . | . | . | 0 | . | . | . | . | 0 | 0.403 | 0.78 | 0.114 | . | 1.297 | 42 | 19 | 2 | . | 63 | 42.971 | 26.48 | . | . | 69.451 | . | . | 2 | . | 2 | . | . | 1 | . | 1 | . | . | . | . | 0 | 31.962 | 22.673 | 8.616 | 0 | 63.251 | 3938 | 529 | 26 | 0 | 4493 | 17139.156 | 6290.722 | 802.988 | 0 | 24232.866
2023 | IA | 12450 | Midland Power Coop | MISO | AC | 0.199 | . | . | . | 0.199 | 18 | . | . | . | 18 | 118.004 | . | . | . | 118.004 | . | . | . | . | 0 | . | . | . | . | 0 | . | . | . | . | 0 | . | . | . | . | 0 | . | . | . | . | 0 | . | . | . | . | 0 | . | . | . | . | 0 | . | . | . | . | 0 | . | . | . | . | 0 | . | . | . | . | 0 | 0.042 | . | . | . | 0.042 | 5 | . | . | . | 5 | 37.922 | . | . | . | 37.922 | . | . | . | . | 0 | . | . | . | . | 0 | . | . | . | . | 0 | 0.241 | 0 | 0 | 0 | 0.241 | 23 | 0 | 0 | 0 | 23 | 155.926 | 0 | 0 | 0 | 155.926
2023 | IA | 13143 | Board of Water Electric & Communications | MISO | AC | 0.172 | 0.322 | 1.017 | . | 1.511 | 22 | 10 | 3 | . | 35 | . | . | . | . | 0 | . | . | . | . | 0 | . | . | . | . | 0 | . | . | . | . | 0 | . | . | . | . | 0 | . | . | . | . | 0 | . | . | . | . | 0 | . | . | . | . | 0 | . | . | . | . | 0 | . | . | . | . | 0 | . | . | . | . | 0 | . | . | . | . | 0 | . | . | . | . | 0 | . | . | . | . | 0 | . | . | . | . | 0 | . | . | . | . | 0 | . | . | . | . | 0 | 0.172 | 0.322 | 1.017 | 0 | 1.511 | 22 | 10 | 3 | 0 | 35 | 0 | 0 | 0 | 0 | 0
2023 | IA | 15291 | Prairie Energy Coop | SWPP | AC | 0.029 | . | 0.021 | . | 0.05 | 3 | . | 1 | . | 4 | 199.57 | . | 3.04 | . | 202.61 | . | . | . | . | 0 | . | . | . | . | 0 | 0.139 | . | . | . | 0.139 | 9 | . | . | . | 9 | . | . | . | . | 0 | . | . | . | . | 0 | . | . | . | . | 0 | . | . | . | . | 0 | . | . | . | . | 0 | . | . | . | . | 0 | . | . | 0.02 | . | 0.02 | . | . | 1 | . | 1 | . | . | 0 | . | 0 | . | . | . | . | 0 | . | . | . | . | 0 | . | . | . | . | 0 | 0.168 | 0 | 0.041 | 0 | 0.209 | 12 | 0 | 2 | 0 | 14 | 199.57 | 0 | 3.04 | 0 | 202.61
2023 | IA | 15349 | City of Preston | MISO | DC | 0.014 | 0 | 0 | 0 | 0.014 | 2 | 0 | 0 | 0 | 2 | 0 | 0 | 0 | 0 | 0 | 0 | 0 | 0 | 0 | 0 | 0 | 0 | 0 | 0 | 0 | 0 | 0 | 0 | 0 | 0 | 0 | 0 | 0 | 0 | 0 | . | . | . | . | 0 | . | . | . | . | 0 | . | . | . | . | 0 | . | . | . | . | 0 | . | . | . | . | 0 | . | . | . | . | 0 | 0 | 0 | 0 | 0 | 0 | 0 | 0 | 0 | 0 | 0 | 0 | 0 | 0 | 0 | 0 | 0 | 0 | 0 | 0 | 0 | 0 | 0 | 0 | 0 | 0 | 0 | 0 | 0 | 0 | 0 | 0.014 | 0 | 0 | 0 | 0.014 | 2 | 0 | 0 | 0 | 2 | 0 | 0 | 0 | 0 | 0
2023 | IA | 17260 | North West Rural Electric Coop | SWPP | AC | 0.173 | 0.076 | . | . | 0.249 | 13 | 2 | . | . | 15 | . | . | . | . | 0 | . | . | . | . | 0 | . | . | . | . | 0 | . | . | . | . | 0 | . | . | . | . | 0 | . | . | . | . | 0 | . | . | . | . | 0 | . | . | . | . | 0 | . | . | . | . | 0 | . | . | . | . | 0 | . | . | . | . | 0 | 0 | 0 | . | . | 0 | 0 | 0 | . | . | 0 | . | . | . | . | 0 | . | . | . | . | 0 | . | . | . | . | 0 | . | . | . | . | 0 | 0.173 | 0.076 | 0 | 0 | 0.249 | 13 | 2 | 0 | 0 | 15 | 0 | 0 | 0 | 0 | 0
2023 | IA | 19157 | MiEnergy Cooperative | MISO | AC | 4.846 | 2.44 | . | . | 7.286 | 391 | 83 | . | . | 474 | 2036.438 | 779.674 | . | . | 2816.112 | . | . | . | . | 0 | . | . | . | . | 0 | 0.011 | . | . | . | 0.011 | 28 | . | . | . | 28 | 0.061 | . | . | . | 0.061 | 6 | . | . | . | 6 | 0.114 | . | . | . | 0.114 | . | . | . | . | 0 | . | . | . | . | 0 | . | . | . | . | 0 | 0.08 | . | . | . | 0.08 | 8 | . | . | . | 8 | 6.462 | . | . | . | 6.462 | . | . | . | . | 0 | . | . | . | . | 0 | . | . | . | . | 0 | 4.937 | 2.44 | 0 | 0 | 7.377 | 427 | 83 | 0 | 0 | 510 | 2042.9 | 779.674 | 0 | 0 | 2822.574
2023 | IA | 99999 | State Adjustment | AECI |  | 0.034 | . | . | . | 0.034 | . | . | . | . | . | . | . | . | . | . | . | . | . | . | . | . | . | . | . | . | . | . | . | . | . | . | . | . | . | . | . | . | . | . | . | . | . | . | . | . | . | . | . | . | . | . | . | . | . | . | . | . | . | . | . | . | . | . | . | . | . | . | . | . | . | . | . | . | . | . | . | . | . | . | . | . | . | . | . | . | . | . | . | . | . | . | . | . | . | . | 0.034 | . | . | . | 0.034 | . | . | . | . | . | . | . | . | . | .
2023 | IA | 99999 | State Adjustment | MISO |  | 2.805 | 1.16 | 0 | . | 3.965 | . | . | . | . | . | . | . | . | . | . | . | . | . | . | . | . | . | . | . | . | . | . | . | . | . | . | . | . | . | . | . | . | . | . | . | . | . | . | . | . | . | . | . | . | . | . | . | . | . | . | . | . | . | . | . | . | . | . | . | . | . | . | . | . | . | . | . | . | . | . | . | . | . | . | . | . | . | . | . | . | . | . | . | . | . | . | . | . | . | . | 2.805 | 1.16 | 0 | . | 3.965 | . | . | . | . | . | . | . | . | . | .
2023 | IA | 99999 | State Adjustment | SWPP |  | 0.626 | 0.148 | 0.016 | . | 0.79 | . | . | . | . | . | . | . | . | . | . | . | . | . | . | . | . | . | . | . | . | . | . | . | . | . | . | . | . | . | . | . | . | . | . | . | . | . | . | . | . | . | . | . | . | . | . | . | . | . | . | . | . | . | . | . | . | . | . | . | . | . | . | . | . | . | . | . | . | . | . | . | . | . | . | . | . | . | . | . | . | . | . | . | . | . | . | . | . | . | . | 0.626 | 0.148 | 0.016 | . | 0.79 | . | . | . | . | . | . | . | . | . | .
2023 | ID | 6169 | Fall River Rural Elec Coop Inc | BPAT | AC | 1.343 | 0.213 | . | . | 1.556 | 187 | 9 | . | . | 196 | . | . | . | . | 0 | . | . | . | . | 0 | . | . | . | . | 0 | . | . | . | . | 0 | . | . | . | . | 0 | . | . | . | . | 0 | . | . | . | . | 0 | . | . | . | . | 0 | . | . | . | . | 0 | . | . | . | . | 0 | . | . | . | . | 0 | 0.028 | 0.006 | . | . | 0.034 | 10 | 3 | . | . | 13 | . | . | . | . | 0 | . | . | . | . | 0 | . | . | . | . | 0 | . | . | . | . | 0 | 1.371 | 0.219 | 0 | 0 | 1.59 | 197 | 12 | 0 | 0 | 209 | 0 | 0 | 0 | 0 | 0
2023 | ID | 8699 | Inland Power & Light Company | BPAT | AC | 0.028 | . | . | . | 0.028 | 4 | . | . | . | 4 | . | . | . | . | 0 | . | . | . | . | 0 | . | . | . | . | 0 | . | . | . | . | 0 | . | . | . | . | 0 | . | . | . | . | 0 | . | . | . | . | 0 | . | . | . | . | 0 | . | . | . | . | 0 | . | . | . | . | 0 | . | . | . | . | 0 | . | . | . | . | 0 | . | . | . | . | 0 | . | . | . | . | 0 | . | . | . | . | 0 | . | . | . | . | 0 | . | . | . | . | 0 | 0.028 | 0 | 0 | 0 | 0.028 | 4 | 0 | 0 | 0 | 4 | 0 | 0 | 0 | 0 | 0
2023 | ID | 9187 | City of Idaho Falls - (ID) | PACE | AC | 1.073 | 0.09 | 0 | 0 | 1.163 | 149 | 5 | 0 | 0 | 154 | 0.569 | 0 | 0 | 0 | 0.569 | 0 | 0 | 0 | 0 | 0 | 0 | 0 | 0 | 0 | 0 | 0 | 0 | 0 | 0 | 0 | 0 | 0 | 0 | 0 | 0 | 0 | 0 | 0 | 0 | 0 | 0 | 0 | 0 | 0 | 0 | 0 | 0 | 0 | 0 | 0 | 0 | 0 | 0 | 0 | 0 | 0 | 0 | 0 | 0 | 0 | 0 | 0 | 0 | 0 | 0 | 0 | 0 | 0 | 0 | 0 | 0 | 0 | 0 | 0 | 0 | 0 | 0 | 0 | 0 | 0 | 0 | 0 | 0 | 0 | 0 | 0 | 0 | 0 | 0 | 0 | 0 | 0 | 0 | 0 | 0 | 1.073 | 0.09 | 0 | 0 | 1.163 | 149 | 5 | 0 | 0 | 154 | 0.569 | 0 | 0 | 0 | 0.569
2023 | ID | 9191 | Idaho Power Co | IPCO | DC | 126.99 | 8.38 | 20.805 | 0 | 156.175 | 16693 | 296 | 225 | 0 | 17214 | . | . | . | . | 0 | . | . | . | . | 0 | . | . | . | . | 0 | . | . | . | . | 0 | . | . | . | . | 0 | . | . | . | . | 0 | . | . | . | . | 0 | . | . | . | . | 0 | . | . | . | . | 0 | . | . | . | . | 0 | . | . | . | . | 0 | 0.106 | . | . | . | 0.106 | 24 | . | . | . | 24 | . | . | . | . | 0 | 0.076 | 0.085 | . | . | 0.161 | 7 | 4 | . | . | 11 | . | . | . | . | 0 | 127.172 | 8.465 | 20.805 | 0 | 156.442 | 16724 | 300 | 225 | 0 | 17249 | 0 | 0 | 0 | 0 | 0
2023 | ID | 10454 | Kootenai Electric Cooperative | AVA | DC | 1.267 | . | . | . | 1.267 | 172 | . | . | . | 172 | . | . | . | . | 0 | . | . | . | . | 0 | . | . | . | . | 0 | 0.052 | . | . | . | 0.052 | 53 | . | . | . | 53 | . | . | . | . | 0 | . | . | . | . | 0 | . | . | . | . | 0 | . | . | . | . | 0 | . | . | . | . | 0 | . | . | . | . | 0 | 0.018 | . | . | . | 0.018 | 5 | . | . | . | 5 | . | . | . | . | 0 | . | . | . | . | 0 | . | . | . | . | 0 | . | . | . | . | 0 | 1.337 | 0 | 0 | 0 | 1.337 | 230 | 0 | 0 | 0 | 230 | 0 | 0 | 0 | 0 | 0
2023 | ID | 11273 | Lower Valley Energy Inc | BPAT | AC | 0.022 | . | . | . | 0.022 | 2 | . | . | . | 2 | . | . | . | . | 0 | . | . | . | . | 0 | . | . | . | . | 0 | . | . | . | . | 0 | . | . | . | . | 0 | . | . | . | . | 0 | . | . | . | . | 0 | . | . | . | . | 0 | . | . | . | . | 0 | . | . | . | . | 0 | . | . | . | . | 0 | 0.002 | . | . | . | 0.002 | 1 | . | . | . | 1 | . | . | . | . | 0 | . | . | . | . | 0 | . | . | . | . | 0 | . | . | . | . | 0 | 0.024 | 0 | 0 | 0 | 0.024 | 3 | 0 | 0 | 0 | 3 | 0 | 0 | 0 | 0 | 0
2023 | ID | 14354 | PacifiCorp | PACE | DC | 21.161 | 1.22 | 0.399 | 0 | 22.78 | 2546 | 62 | 7 | 0 | 2615 | . | . | . | . | 0 | . | . | . | . | 0 | . | . | . | . | 0 | . | . | . | . | 0 | . | . | . | . | 0 | 2.73 | 0.031 | 0 | 0 | 2.761 | 292 | 2 | 0 | 0 | 294 | 3.574 | 0.062 | 0 | 0 | 3.636 | . | . | . | . | 0 | . | . | . | . | 0 | . | . | . | . | 0 | 0.222 | 0.057 | 0 | 0 | 0.279 | 65 | 8 | 0 | 0 | 73 | . | . | . | . | 0 | 0.008 | 0 | 0 | 0 | 0.008 | 2 | 0 | 0 | 0 | 2 | . | . | . | . | 0 | 21.391 | 1.277 | 0.399 | 0 | 23.067 | 2613 | 70 | 7 | 0 | 2690 | 0 | 0 | 0 | 0 | 0
2023 | ID | 19502 | United Electric Co-op, Inc - (ID) | BPAT | AC | 0.36 | 0.12 | . | . | 0.48 | 18 | 6 | . | . | 24 | . | . | . | . | 0 | . | . | . | . | 0 | . | . | . | . | 0 | . | . | . | . | 0 | . | . | . | . | 0 | . | . | . | . | 0 | . | . | . | . | 0 | . | . | . | . | 0 | . | . | . | . | 0 | . | . | . | . | 0 | . | . | . | . | 0 | . | . | . | . | 0 | . | . | . | . | 0 | . | . | . | . | 0 | . | . | . | . | 0 | . | . | . | . | 0 | . | . | . | . | 0 | 0.36 | 0.12 | 0 | 0 | 0.48 | 18 | 6 | 0 | 0 | 24 | 0 | 0 | 0 | 0 | 0
2023 | ID | 20169 | Avista Corp | AVA | AC | 3.065 | 0.598 | 0 | 0 | 3.663 | 497 | 30 | 0 | 0 | 527 | . | . | . | . | 0 | . | . | . | . | 0 | . | . | . | . | 0 | . | . | . | . | 0 | . | . | . | . | 0 | . | . | . | . | 0 | . | . | . | . | 0 | . | . | . | . | 0 | . | . | . | . | 0 | . | . | . | . | 0 | . | . | . | . | 0 | 0.013 | 0.002 | . | . | 0.015 | 4 | 1 | . | . | 5 | . | . | . | . | 0 | 0.011 | 0.065 | . | . | 0.076 | 3 | 1 | . | . | 4 | . | . | . | . | 0 | 3.089 | 0.665 | 0 | 0 | 3.754 | 504 | 32 | 0 | 0 | 536 | 0 | 0 | 0 | 0 | 0
2023 | ID | 99999 | State Adjustment | AVA |  | 0.024 | 0.011 | . | . | 0.035 | . | . | . | . | . | . | . | . | . | . | . | . | . | . | . | . | . | . | . | . | . | . | . | . | . | . | . | . | . | . | . | . | . | . | . | . | . | . | . | . | . | . | . | . | . | . | . | . | . | . | . | . | . | . | . | . | . | . | . | . | . | . | . | . | . | . | . | . | . | . | . | . | . | . | . | . | . | . | . | . | . | . | . | . | . | . | . | . | . | . | 0.024 | 0.011 | . | . | 0.035 | . | . | . | . | . | . | . | . | . | .
2023 | ID | 99999 | State Adjustment | IPCO |  | -22.147 | -1.461 | -3.628 | . | -27.237 | . | . | . | . | . | . | . | . | . | . | . | . | . | . | . | . | . | . | . | . | . | . | . | . | . | . | . | . | . | . | . | . | . | . | . | . | . | . | . | . | . | . | . | . | . | . | . | . | . | . | . | . | . | . | . | . | . | . | . | . | . | . | . | . | . | . | . | . | . | . | . | . | . | . | . | . | . | . | . | . | . | . | . | . | . | . | . | . | . | . | -22.147 | -1.461 | -3.628 | . | -27.237 | . | . | . | . | . | . | . | . | . | .
2023 | ID | 99999 | State Adjustment | PACE |  | -3.69 | -0.213 | -0.07 | . | -3.973 | . | . | . | . | . | . | . | . | . | . | . | . | . | . | . | . | . | . | . | . | . | . | . | . | . | . | . | . | . | . | . | . | . | . | . | . | . | . | . | . | . | . | . | . | . | . | . | . | . | . | . | . | . | . | . | . | . | . | . | . | . | . | . | . | . | . | . | . | . | . | . | . | . | . | . | . | . | . | . | . | . | . | . | . | . | . | . | . | . | . | -3.69 | -0.213 | -0.07 | . | -3.973 | . | . | . | . | . | . | . | . | . | .
2023 | IL | 3931 | Coles-Moultrie Electric Coop | MISO | DC | 0.893 | 0.759 | . | . | 1.652 | 89 | 7 | . | . | 96 | . | . | . | . | 0 | . | . | . | . | 0 | . | . | . | . | 0 | . | . | . | . | 0 | . | . | . | . | 0 | . | . | . | . | 0 | . | . | . | . | 0 | . | . | . | . | 0 | . | . | . | . | 0 | . | . | . | . | 0 | . | . | . | . | 0 | 0.01 | . | . | . | 0.01 | 1 | . | . | . | 1 | . | . | . | . | 0 | . | . | . | . | 0 | . | . | . | . | 0 | . | . | . | . | 0 | 0.903 | 0.759 | 0 | 0 | 1.662 | 90 | 7 | 0 | 0 | 97 | 0 | 0 | 0 | 0 | 0
2023 | IL | 4110 | Commonwealth Edison Co | PJM | AC | 358.636 | 197.935 | . | . | 556.571 | 49854 | 1178 | . | . | 51032 | . | . | . | . | 0 | 88.412 | 65.532 | . | . | 153.944 | 18984 | 3573 | . | . | 22557 | . | . | . | . | 0 | . | . | . | . | 0 | . | . | . | . | 0 | . | . | . | . | 0 | . | . | . | . | 0 | . | . | . | . | 0 | . | . | . | . | 0 | . | . | . | . | 0 | 0.18 | 2.418 | . | . | 2.598 | 32 | 12 | . | . | 44 | . | . | . | . | 0 | . | 0.375 | . | . | 0.375 | . | 1 | . | . | 1 | . | . | . | . | 0 | 447.228 | 266.26 | 0 | 0 | 713.488 | 68870 | 4764 | 0 | 0 | 73634 | 0 | 0 | 0 | 0 | 0
2023 | IL | 4362 | Corn Belt Energy Corporation | MISO | AC | 8.225 | 4.1 | 0.2 | 0 | 12.525 | 658 | 33 | 1 | 0 | 692 | . | . | . | . | 0 | . | . | . | . | 0 | . | . | . | . | 0 | . | . | . | . | 0 | . | . | . | . | 0 | 0.074 | . | . | . | 0.074 | 13 | . | . | . | 13 | . | . | . | . | 0 | . | . | . | . | 0 | . | . | . | . | 0 | . | . | . | . | 0 | . | . | . | . | 0 | . | . | . | . | 0 | . | . | . | . | 0 | . | . | 2.62 | . | 2.62 | . | . | 1 | . | 1 | . | . | . | . | 0 | 8.225 | 4.1 | 2.82 | 0 | 15.145 | 658 | 33 | 2 | 0 | 693 | 0 | 0 | 0 | 0 | 0
2023 | IL | 5535 | Egyptian Electric Coop Assn | MISO | AC | 3.834 | . | . | . | 3.834 | 365 | . | . | . | 365 | . | . | . | . | 0 | . | . | . | . | 0 | . | . | . | . | 0 | . | . | . | . | 0 | . | . | . | . | 0 | . | . | . | . | 0 | . | . | . | . | 0 | . | . | . | . | 0 | . | . | . | . | 0 | . | . | . | . | 0 | . | . | . | . | 0 | . | . | . | . | 0 | . | . | . | . | 0 | . | . | . | . | 0 | . | . | . | . | 0 | . | . | . | . | 0 | . | . | . | . | 0 | 3.834 | 0 | 0 | 0 | 3.834 | 365 | 0 | 0 | 0 | 365 | 0 | 0 | 0 | 0 | 0
2023 | IL | 5585 | Eastern Illinois Elec Coop | MISO | AC | 4.48 | 1 | . | . | 5.48 | 420 | 5 | . | . | 425 | 2018 | 363 | . | . | 2381 | . | . | . | . | 0 | . | . | . | . | 0 | . | . | . | . | 0 | . | . | . | . | 0 | . | . | . | . | 0 | . | . | . | . | 0 | . | . | . | . | 0 | . | . | . | . | 0 | . | . | . | . | 0 | . | . | . | . | 0 | 0.001 | 0.001 | . | . | 0.002 | 3 | 1 | . | . | 4 | 0.02 | 0 | . | . | 0.02 | . | . | . | . | 0 | . | . | . | . | 0 | . | . | . | . | 0 | 4.481 | 1.001 | 0 | 0 | 5.482 | 423 | 6 | 0 | 0 | 429 | 2018.02 | 363 | 0 | 0 | 2381.02
2023 | IL | 7096 | City of Geneva- (IL) | PJM | AC | 0.286 | 0.82 | . | . | 1.106 | 36 | 3 | . | . | 39 | . | . | . | . | 0 | . | . | . | . | 0 | . | . | . | . | 0 | . | . | . | . | 0 | . | . | . | . | 0 | . | . | . | . | 0 | . | . | . | . | 0 | . | . | . | . | 0 | . | . | . | . | 0 | . | . | . | . | 0 | . | . | . | . | 0 | . | . | . | . | 0 | . | . | . | . | 0 | . | . | . | . | 0 | . | . | . | . | 0 | . | . | . | . | 0 | . | . | . | . | 0 | 0.286 | 0.82 | 0 | 0 | 1.106 | 36 | 3 | 0 | 0 | 39 | 0 | 0 | 0 | 0 | 0
2023 | IL | 9750 | Jo-Carroll Energy, Inc | MISO | AC | 7.514 | 0.509 | . | . | 8.023 | 755 | 33 | . | . | 788 | . | . | . | . | 0 | . | . | . | . | 0 | . | . | . | . | 0 | . | . | . | . | 0 | . | . | . | . | 0 | . | . | . | . | 0 | . | . | . | . | 0 | . | . | . | . | 0 | . | . | . | . | 0 | . | . | . | . | 0 | . | . | . | . | 0 | 0.017 | . | . | . | 0.017 | 7 | . | . | . | 7 | . | . | . | . | 0 | . | . | . | . | 0 | . | . | . | . | 0 | . | . | . | . | 0 | 7.531 | 0.509 | 0 | 0 | 8.04 | 762 | 33 | 0 | 0 | 795 | 0 | 0 | 0 | 0 | 0
2023 | IL | 12341 | MidAmerican Energy Co | MISO | AC | 3.399 | 5.213 | 2.18 | . | 10.792 | 403 | 87 | 4 | . | 494 | 715.92 | 1041.126 | 11.216 | . | 1768.262 | . | . | . | . | 0 | . | . | . | . | 0 | . | . | . | . | 0 | . | . | . | . | 0 | . | . | . | . | 0 | . | . | . | . | 0 | . | . | . | . | 0 | . | . | . | . | 0 | . | . | . | . | 0 | . | . | . | . | 0 | 0.002 | 0.62 | . | . | 0.622 | 1 | 2 | . | . | 3 | . | . | . | . | 0 | . | . | . | . | 0 | . | . | . | . | 0 | . | . | . | . | 0 | 3.401 | 5.833 | 2.18 | 0 | 11.414 | 404 | 89 | 4 | 0 | 497 | 715.92 | 1041.126 | 11.216 | 0 | 1768.262
2023 | IL | 12395 | Menard Electric Coop | MISO | DC | 2.132 | . | . | . | 2.132 | 221 | . | . | . | 221 | 1352.871 | . | . | . | 1352.871 | . | . | . | . | 0 | . | . | . | . | 0 | . | . | . | . | 0 | . | . | . | . | 0 | . | . | . | . | 0 | . | . | . | . | 0 | . | . | . | . | 0 | . | . | . | . | 0 | . | . | . | . | 0 | . | . | . | . | 0 | 0.012 | . | . | . | 0.012 | 2 | . | . | . | 2 | 6.2 | . | . | . | 6.2 | . | . | . | . | 0 | . | . | . | . | 0 | . | . | . | . | 0 | 2.144 | 0 | 0 | 0 | 2.144 | 223 | 0 | 0 | 0 | 223 | 1359.071 | 0 | 0 | 0 | 1359.071
2023 | IL | 13032 | Mt Carmel Public Utility Co | MISO | AC | 0.479 | 0.22 | . | . | 0.699 | 43 | 8 | . | . | 51 | 18.845 | 4.083 | . | . | 22.928 | . | . | . | . | 0 | . | . | . | . | 0 | . | . | . | . | 0 | . | . | . | . | 0 | . | . | . | . | 0 | . | . | . | . | 0 | . | . | . | . | 0 | . | . | . | . | 0 | . | . | . | . | 0 | . | . | . | . | 0 | . | . | . | . | 0 | . | . | . | . | 0 | . | . | . | . | 0 | . | . | . | . | 0 | . | . | . | . | 0 | . | . | . | . | 0 | 0.479 | 0.22 | 0 | 0 | 0.699 | 43 | 8 | 0 | 0 | 51 | 18.845 | 4.083 | 0 | 0 | 22.928
2023 | IL | 13208 | City of Naperville - (IL) | PJM | AC | 6.516 | 1.453 | 0 | 0 | 7.969 | 841 | 20 | 0 | 0 | 861 | . | . | . | . | 0 | . | . | . | . | 0 | . | . | . | . | 0 | . | . | . | . | 0 | . | . | . | . | 0 | . | . | . | . | 0 | . | . | . | . | 0 | . | . | . | . | 0 | . | . | . | . | 0 | . | . | . | . | 0 | . | . | . | . | 0 | . | . | . | . | 0 | . | . | . | . | 0 | . | . | . | . | 0 | . | . | . | . | 0 | . | . | . | . | 0 | . | . | . | . | 0 | 6.516 | 1.453 | 0 | 0 | 7.969 | 841 | 20 | 0 | 0 | 861 | 0 | 0 | 0 | 0 | 0
2023 | IL | 13292 | Norris Electric Coop | MISO | DC | 2.439 | 0.679 | . | . | 3.118 | 190 | 8 | . | . | 198 | . | . | . | . | 0 | . | . | . | . | 0 | . | . | . | . | 0 | . | . | . | . | 0 | . | . | . | . | 0 | . | . | . | . | 0 | . | . | . | . | 0 | . | . | . | . | 0 | . | . | . | . | 0 | . | . | . | . | 0 | . | . | . | . | 0 | 0.022 | . | . | . | 0.022 | 2 | . | . | . | 2 | . | . | . | . | 0 | . | . | . | . | 0 | . | . | . | . | 0 | . | . | . | . | 0 | 2.461 | 0.679 | 0 | 0 | 3.14 | 192 | 8 | 0 | 0 | 200 | 0 | 0 | 0 | 0 | 0
2023 | IL | 14840 | City of Peru - (IL) | MISO | AC | 0.048 | 0.321 | . | . | 0.369 | 8 | 3 | . | . | 11 | . | . | . | . | 0 | . | . | . | . | 0 | . | . | . | . | 0 | . | . | . | . | 0 | . | . | . | . | 0 | . | . | . | . | 0 | . | . | . | . | 0 | . | . | . | . | 0 | . | . | . | . | 0 | . | . | . | . | 0 | . | . | . | . | 0 | . | . | . | . | 0 | . | . | . | . | 0 | . | . | . | . | 0 | . | . | . | . | 0 | . | . | . | . | 0 | . | . | . | . | 0 | 0.048 | 0.321 | 0 | 0 | 0.369 | 8 | 3 | 0 | 0 | 11 | 0 | 0 | 0 | 0 | 0
2023 | IL | 16179 | Rochelle Municipal Utilities | PJM | AC | 0.175 | 0.695 | . | . | 0.87 | 18 | 9 | . | . | 27 | . | . | . | . | 0 | . | . | . | . | 0 | . | . | . | . | 0 | . | . | . | . | 0 | . | . | . | . | 0 | 0.066 | . | . | . | 0.066 | 5 | . | . | . | 5 | . | . | . | . | 0 | . | . | . | . | 0 | . | . | . | . | 0 | . | . | . | . | 0 | . | . | . | . | 0 | . | . | . | . | 0 | . | . | . | . | 0 | . | . | . | . | 0 | . | . | . | . | 0 | . | . | . | . | 0 | 0.175 | 0.695 | 0 | 0 | 0.87 | 18 | 9 | 0 | 0 | 27 | 0 | 0 | 0 | 0 | 0
2023 | IL | 16196 | Rock Energy Cooperative | MISO | AC | 0.474 | . | . | . | 0.474 | 59 | . | . | . | 59 | . | . | . | . | 0 | . | . | . | . | 0 | . | . | . | . | 0 | . | . | . | . | 0 | . | . | . | . | 0 | . | . | . | . | 0 | . | . | . | . | 0 | . | . | . | . | 0 | . | . | . | . | 0 | . | . | . | . | 0 | . | . | . | . | 0 | . | . | . | . | 0 | . | . | . | . | 0 | . | . | . | . | 0 | . | . | . | . | 0 | . | . | . | . | 0 | . | . | . | . | 0 | 0.474 | 0 | 0 | 0 | 0.474 | 59 | 0 | 0 | 0 | 59 | 0 | 0 | 0 | 0 | 0
2023 | IL | 16740 | Scenic Rivers Energy Coop | MISO | AC | 0.019 | . | . | . | 0.019 | 1 | . | . | . | 1 | 9.12 | . | . | . | 9.12 | . | . | . | . | 0 | . | . | . | . | 0 | . | . | . | . | 0 | . | . | . | . | 0 | . | . | . | . | 0 | . | . | . | . | 0 | . | . | . | . | 0 | . | . | . | . | 0 | . | . | . | . | 0 | . | . | . | . | 0 | . | . | . | . | 0 | . | . | . | . | 0 | . | . | . | . | 0 | . | . | . | . | 0 | . | . | . | . | 0 | . | . | . | . | 0 | 0.019 | 0 | 0 | 0 | 0.019 | 1 | 0 | 0 | 0 | 1 | 9.12 | 0 | 0 | 0 | 9.12
2023 | IL | 17040 | Shelby Electric Coop, Inc - (IL) | MISO | DC | 2.08 | . | . | . | 2.08 | 192 | . | . | . | 192 | 1214.5 | . | . | . | 1214.5 | . | . | . | . | 0 | . | . | . | . | 0 | . | . | . | . | 0 | . | . | . | . | 0 | . | . | . | . | 0 | . | . | . | . | 0 | . | . | . | . | 0 | . | . | . | . | 0 | . | . | . | . | 0 | . | . | . | . | 0 | 0.013 | . | . | . | 0.013 | 2 | . | . | . | 2 | . | . | . | . | 0 | . | . | . | . | 0 | . | . | . | . | 0 | . | . | . | . | 0 | 2.093 | 0 | 0 | 0 | 2.093 | 194 | 0 | 0 | 0 | 194 | 1214.5 | 0 | 0 | 0 | 1214.5
2023 | IL | 17585 | Southeastern IL Elec Coop, Inc | MISO | AC | 2.921 | 0.222 | . | . | 3.143 | 246 | 10 | . | . | 256 | . | . | . | . | 0 | . | . | . | . | 0 | . | . | . | . | 0 | . | . | . | . | 0 | . | . | . | . | 0 | . | . | . | . | 0 | . | . | . | . | 0 | . | . | . | . | 0 | . | . | . | . | 0 | . | . | . | . | 0 | . | . | . | . | 0 | . | . | . | . | 0 | . | . | . | . | 0 | . | . | . | . | 0 | . | . | . | . | 0 | . | . | . | . | 0 | . | . | . | . | 0 | 2.921 | 0.222 | 0 | 0 | 3.143 | 246 | 10 | 0 | 0 | 256 | 0 | 0 | 0 | 0 | 0
2023 | IL | 17828 | City of Springfield - (IL) | MISO | AC | 3.997 | 5.396 | . | . | 9.393 | 412 | 73 | . | . | 485 | . | . | . | . | 0 | . | . | . | . | 0 | . | . | . | . | 0 | . | . | . | . | 0 | . | . | . | . | 0 | . | . | . | . | 0 | . | . | . | . | 0 | . | . | . | . | 0 | . | . | . | . | 0 | . | . | . | . | 0 | . | . | . | . | 0 | . | . | . | . | 0 | . | . | . | . | 0 | . | . | . | . | 0 | . | . | . | . | 0 | . | . | . | . | 0 | . | . | . | . | 0 | 3.997 | 5.396 | 0 | 0 | 9.393 | 412 | 73 | 0 | 0 | 485 | 0 | 0 | 0 | 0 | 0
2023 | IL | 17860 | City of St Charles - (IL) | PJM | AC | 0.236 | 0.189 | 1.376 | 0 | 1.801 | 32 | 3 | 2 | 0 | 37 | 84.502 | 11.811 | 20.018 | 0 | 116.331 | 0 | 0 | 0 | 0 | 0 | 0 | 0 | 0 | 0 | 0 | 0 | 0 | 0 | 0 | 0 | 0 | 0 | 0 | 0 | 0 | 0.084 | 0 | 0 | 0 | 0.084 | 4 | 0 | 0 | 0 | 4 | 0 | 0 | 0 | 0 | 0 | 0 | 0 | 0 | 0 | 0 | 0 | 0 | 0 | 0 | 0 | 0 | 0 | 0 | 0 | 0 | 0 | 0 | 0 | 0 | 0 | 0 | 0 | 0 | 0 | 0 | 0 | 0 | 0 | 0 | 0 | 0 | 0 | 0 | 0 | 0 | 0 | 0 | 0 | 0 | 0 | 0 | 0 | 0 | 0 | 0 | 0.236 | 0.189 | 1.376 | 0 | 1.801 | 32 | 3 | 2 | 0 | 37 | 84.502 | 11.811 | 20.018 | 0 | 116.331
2023 | IL | 18955 | Tri-County Electric Coop, Inc (IL) | MISO | AC | 0.848 | . | . | . | 0.848 | 97 | . | . | . | 97 | . | . | . | . | 0 | . | . | . | . | 0 | . | . | . | . | 0 | . | . | . | . | 0 | . | . | . | . | 0 | . | . | . | . | 0 | . | . | . | . | 0 | 0.009 | . | . | . | 0.009 | . | . | . | . | 0 | . | . | . | . | 0 | . | . | . | . | 0 | . | . | . | . | 0 | . | . | . | . | 0 | . | . | . | . | 0 | . | . | . | . | 0 | . | . | . | . | 0 | . | . | . | . | 0 | 0.848 | 0 | 0 | 0 | 0.848 | 97 | 0 | 0 | 0 | 97 | 0 | 0 | 0 | 0 | 0
2023 | IL | 20222 | Wayne-White Counties Elec Coop | MISO | AC | 1.24 | . | . | . | 1.24 | 92 | . | . | . | 92 | 847.752 | . | . | . | 847.752 | . | . | . | . | 0 | . | . | . | . | 0 | . | . | . | . | 0 | . | . | . | . | 0 | . | . | . | . | 0 | . | . | . | . | 0 | . | . | . | . | 0 | . | . | . | . | 0 | . | . | . | . | 0 | . | . | . | . | 0 | . | . | . | . | 0 | . | . | . | . | 0 | . | . | . | . | 0 | . | . | . | . | 0 | . | . | . | . | 0 | . | . | . | . | 0 | 1.24 | 0 | 0 | 0 | 1.24 | 92 | 0 | 0 | 0 | 92 | 847.752 | 0 | 0 | 0 | 847.752
2023 | IL | 56697 | Ameren Illinois Company | MISO | DC | 175.148 | 148.926 | . | . | 324.074 | 17712 | 2036 | . | . | 19748 | . | . | . | . | 0 | . | . | . | . | 0 | . | . | . | . | 0 | 37.414 | 56.798 | . | . | 94.212 | 7240 | 1485 | . | . | 8725 | . | . | . | . | 0 | . | . | . | . | 0 | . | . | . | . | 0 | . | . | . | . | 0 | . | . | . | . | 0 | . | . | . | . | 0 | 0.353 | 0.126 | . | . | 0.479 | 73 | 20 | . | . | 93 | . | . | . | . | 0 | . | . | . | . | 0 | . | . | . | . | 0 | . | . | . | . | 0 | 212.915 | 205.85 | 0 | 0 | 418.765 | 25025 | 3541 | 0 | 0 | 28566 | 0 | 0 | 0 | 0 | 0
2023 | IL | 99999 | State Adjustment | MISO |  | -28.467 | -23.602 | 0.036 | . | -52.034 | . | . | . | . | . | . | . | . | . | . | . | . | . | . | . | . | . | . | . | . | . | . | . | . | . | . | . | . | . | . | . | . | . | . | . | . | . | . | . | . | . | . | . | . | . | . | . | . | . | . | . | . | . | . | . | . | . | . | . | . | . | . | . | . | . | . | . | . | . | . | . | . | . | . | . | . | . | . | . | . | . | . | . | . | . | . | . | . | . | . | -28.467 | -23.602 | 0.036 | . | -52.034 | . | . | . | . | . | . | . | . | . | .
2023 | IL | 99999 | State Adjustment | PJM |  | 0.031 | . | . | . | 0.031 | . | . | . | . | . | . | . | . | . | . | . | . | . | . | . | . | . | . | . | . | . | . | . | . | . | . | . | . | . | . | . | . | . | . | . | . | . | . | . | . | . | . | . | . | . | . | . | . | . | . | . | . | . | . | . | . | . | . | . | . | . | . | . | . | . | . | . | . | . | . | . | . | . | . | . | . | . | . | . | . | . | . | . | . | . | . | . | . | . | . | 0.031 | . | . | . | 0.031 | . | . | . | . | . | . | . | . | . | .
2023 | IN | 636 | City of Anderson - (IN) | PJM | AC | 0.167 | . | . | . | 0.167 | 24 | . | . | . | 24 | 66 | . | . | . | 66 | . | . | . | . | 0 | . | . | . | . | 0 | . | . | . | . | 0 | . | . | . | . | 0 | . | . | . | . | 0 | . | . | . | . | 0 | . | . | . | . | 0 | . | . | . | . | 0 | . | . | . | . | 0 | . | . | . | . | 0 | . | . | . | . | 0 | . | . | . | . | 0 | . | . | . | . | 0 | . | . | . | . | 0 | . | . | . | . | 0 | . | . | . | . | 0 | 0.167 | 0 | 0 | 0 | 0.167 | 24 | 0 | 0 | 0 | 24 | 66 | 0 | 0 | 0 | 66
2023 | IN | 1283 | Bartholomew County Rural E M C | MISO | AC | 0.477 | . | . | . | 0.477 | 50 | . | . | . | 50 | . | . | . | . | 0 | . | . | . | . | 0 | . | . | . | . | 0 | . | . | . | . | 0 | . | . | . | . | 0 | 0.104 | . | . | . | 0.104 | 20 | . | . | . | 20 | . | . | . | . | 0 | . | . | . | . | 0 | . | . | . | . | 0 | . | . | . | . | 0 | 0.002 | . | . | . | 0.002 | 2 | . | . | . | 2 | . | . | . | . | 0 | . | . | . | . | 0 | . | . | . | . | 0 | . | . | . | . | 0 | 0.479 | 0 | 0 | 0 | 0.479 | 52 | 0 | 0 | 0 | 52 | 0 | 0 | 0 | 0 | 0
2023 | IN | 4508 | Crawfordsville Elec, Lgt & Pwr | MISO | AC | 0.086 | . | . | . | 0.086 | 11 | . | . | . | 11 | . | . | . | . | 0 | . | . | . | . | 0 | . | . | . | . | 0 | . | . | . | . | 0 | . | . | . | . | 0 | . | . | . | . | 0 | . | . | . | . | 0 | . | . | . | . | 0 | . | . | . | . | 0 | . | . | . | . | 0 | . | . | . | . | 0 | . | . | . | . | 0 | . | . | . | . | 0 | . | . | . | . | 0 | . | . | . | . | 0 | . | . | . | . | 0 | . | . | . | . | 0 | 0.086 | 0 | 0 | 0 | 0.086 | 11 | 0 | 0 | 0 | 11 | 0 | 0 | 0 | 0 | 0
2023 | IN | 4848 | Daviess Martin County R E M C | MISO | AC | 0.301 | 0.02 | 0 | 0 | 0.321 | 35 | 4 | 0 | 0 | 39 | 15.613 | 1.753 | 0 | 0 | 17.366 | 0 | 0 | 0 | 0 | 0 | 0 | 0 | 0 | 0 | 0 | 0 | 0 | 0 | 0 | 0 | 0 | 0 | 0 | 0 | 0 | 0 | 0 | 0 | 0 | 0 | 0 | 0 | 0 | 0 | 0 | 0 | 0 | 0 | 0 | 0 | 0 | 0 | 0 | 0 | 0 | 0 | 0 | 0 | 0 | 0 | 0 | 0 | 0 | 0 | 0 | 0.05 | . | . | . | 0.05 | 1 | . | . | . | 1 | . | . | . | . | 0 | 0 | 0 | 0 | 0 | 0 | 0 | 0 | 0 | 0 | 0 | 0 | 0 | 0 | 0 | 0 | 0.351 | 0.02 | 0 | 0 | 0.371 | 36 | 4 | 0 | 0 | 40 | 15.613 | 1.753 | 0 | 0 | 17.366
2023 | IN | 4960 | Decatur County Rural E M C | MISO | AC | 1.104 | 0.011 | . | . | 1.115 | 99 | 1 | . | . | 100 | 948.631 | 1.44 | . | . | 950.071 | . | . | . | . | 0 | . | . | . | . | 0 | . | . | . | . | 0 | . | . | . | . | 0 | . | . | . | . | 0 | . | . | . | . | 0 | . | . | . | . | 0 | . | . | . | . | 0 | . | . | . | . | 0 | . | . | . | . | 0 | 0.002 | . | . | . | 0.002 | 1 | . | . | . | 1 | 0 | . | . | . | 0 | . | . | . | . | 0 | . | . | . | . | 0 | . | . | . | . | 0 | 1.106 | 0.011 | 0 | 0 | 1.117 | 100 | 1 | 0 | 0 | 101 | 948.631 | 1.44 | 0 | 0 | 950.071
2023 | IN | 5394 | Dubois Rural Electric Coop Inc | MISO | AC | 0.244 | 0.159 | . | . | 0.403 | 35 | 4 | . | . | 39 | 111.7 | 71.4 | . | . | 183.1 | . | . | . | . | 0 | . | . | . | . | 0 | . | . | . | . | 0 | . | . | . | . | 0 | . | . | . | . | 0 | . | . | . | . | 0 | . | . | . | . | 0 | . | . | . | . | 0 | . | . | . | . | 0 | . | . | . | . | 0 | . | . | . | . | 0 | . | . | . | . | 0 | . | . | . | . | 0 | . | . | . | . | 0 | . | . | . | . | 0 | . | . | . | . | 0 | 0.244 | 0.159 | 0 | 0 | 0.403 | 35 | 4 | 0 | 0 | 39 | 111.7 | 71.4 | 0 | 0 | 183.1
2023 | IN | 8000 | NineStar Connect | MISO | AC | . | . | . | . | 0 | . | . | . | . | 0 | . | . | . | . | 0 | . | . | . | . | 0 | . | . | . | . | 0 | 0.36 | . | . | . | 0.36 | 12 | . | . | . | 12 | . | . | . | . | 0 | . | . | . | . | 0 | . | . | . | . | 0 | . | . | . | . | 0 | . | . | . | . | 0 | . | . | . | . | 0 | . | . | . | . | 0 | . | . | . | . | 0 | . | . | . | . | 0 | . | . | . | . | 0 | . | . | . | . | 0 | . | . | . | . | 0 | 0.36 | 0 | 0 | 0 | 0.36 | 12 | 0 | 0 | 0 | 12 | 0 | 0 | 0 | 0 | 0
2023 | IN | 8179 | Harrison County Rural E M C | MISO | AC | 0.692 | 0.225 | . | . | 0.917 | 82 | 7 | . | . | 89 | 346.279 | 30.383 | . | . | 376.662 | . | . | . | . | 0 | . | . | . | . | 0 | . | . | . | . | 0 | . | . | . | . | 0 | 0.152 | . | . | . | 0.152 | 26 | . | . | . | 26 | . | . | . | . | 0 | . | . | . | . | 0 | . | . | . | . | 0 | . | . | . | . | 0 | . | . | . | . | 0 | . | . | . | . | 0 | . | . | . | . | 0 | . | . | . | . | 0 | . | . | . | . | 0 | . | . | . | . | 0 | 0.692 | 0.225 | 0 | 0 | 0.917 | 82 | 7 | 0 | 0 | 89 | 346.279 | 30.383 | 0 | 0 | 376.662
2023 | IN | 8447 | Hendricks County Rural E M C | MISO | AC | 0.85 | 0.2 | . | . | 1.05 | 78 | 2 | . | . | 80 | . | . | . | . | 0 | . | . | . | . | 0 | . | . | . | . | 0 | . | . | . | . | 0 | . | . | . | . | 0 | . | . | . | . | 0 | . | . | . | . | 0 | . | . | . | . | 0 | . | . | . | . | 0 | . | . | . | . | 0 | . | . | . | . | 0 | 0.003 | . | . | . | 0.003 | 1 | . | . | . | 1 | . | . | . | . | 0 | . | . | . | . | 0 | . | . | . | . | 0 | . | . | . | . | 0 | 0.853 | 0.2 | 0 | 0 | 1.053 | 79 | 2 | 0 | 0 | 81 | 0 | 0 | 0 | 0 | 0
2023 | IN | 9273 | AES Indiana | MISO | AC | 7.429 | 5.219 | . | . | 12.648 | 1020 | 89 | . | . | 1109 | . | . | . | . | 0 | . | . | . | . | 0 | . | . | . | . | 0 | . | . | . | . | 0 | . | . | . | . | 0 | . | . | . | . | 0 | . | . | . | . | 0 | . | . | . | . | 0 | . | . | . | . | 0 | . | . | . | . | 0 | . | . | . | . | 0 | . | 0.05 | . | . | 0.05 | . | 1 | . | . | 1 | . | . | . | . | 0 | . | . | . | . | 0 | . | . | . | . | 0 | . | . | . | . | 0 | 7.429 | 5.269 | 0 | 0 | 12.698 | 1020 | 90 | 0 | 0 | 1110 | 0 | 0 | 0 | 0 | 0
2023 | IN | 9324 | Indiana Michigan Power Co | PJM | AC | 13.057 | 16.274 | 5.096 | 0 | 34.427 | 1458 | 214 | 21 | 0 | 1693 | 8992.282 | 8452.15 | 2155.183 | 0 | 19599.615 | 0 | 0 | 0 | 0 | 0 | 0 | 0 | 0 | 0 | 0 | 0 | 0 | 0 | 0 | 0 | 0 | 0 | 0 | 0 | 0 | 1.48 | 0 | 0.05 | 0 | 1.53 | 311 | 0 | 1 | 0 | 312 | 3.629 | 0 | 0.038 | 0 | 3.667 | 0 | 0 | 0 | 0 | 0 | 0 | 0 | 0 | 0 | 0 | 0 | 0 | 0 | 0 | 0 | 0.095 | 0.025 | 0.01 | 0 | 0.13 | 23 | 6 | 1 | 0 | 30 | 8.882 | 0 | 0 | 0 | 8.882 | 0 | 0.24 | 0 | 0 | 0.24 | 0 | 1 | 0 | 0 | 1 | 0 | 0 | 0 | 0 | 0 | 13.152 | 16.539 | 5.106 | 0 | 34.797 | 1481 | 221 | 22 | 0 | 1724 | 9001.164 | 8452.15 | 2155.183 | 0 | 19608.497
2023 | IN | 9576 | Jackson County Rural E M C - (IN) | MISO | AC | 0.89 | . | . | . | 0.89 | 90 | . | . | . | 90 | 379 | . | . | . | 379 | . | . | . | . | 0 | . | . | . | . | 0 | . | . | . | . | 0 | . | . | . | . | 0 | . | . | . | . | 0 | . | . | . | . | 0 | . | . | . | . | 0 | . | . | . | . | 0 | . | . | . | . | 0 | . | . | . | . | 0 | 0.005 | . | . | . | 0.005 | 2 | . | . | . | 2 | 0.149 | . | . | . | 0.149 | 0.002 | . | . | . | 0.002 | 2 | . | . | . | 2 | 0 | . | . | . | 0 | 0.897 | 0 | 0 | 0 | 0.897 | 94 | 0 | 0 | 0 | 94 | 379.149 | 0 | 0 | 0 | 379.149
2023 | IN | 9665 | Jasper County Rural E M C | MISO | AC | 0.254 | . | . | . | 0.254 | 22 | . | . | . | 22 | 45.739 | . | . | . | 45.739 | . | . | . | . | 0 | . | . | . | . | 0 | . | . | . | . | 0 | . | . | . | . | 0 | . | . | . | . | 0 | . | . | . | . | 0 | . | . | . | . | 0 | . | . | . | . | 0 | . | . | . | . | 0 | . | . | . | . | 0 | . | . | . | . | 0 | . | . | . | . | 0 | . | . | . | . | 0 | . | . | . | . | 0 | . | . | . | . | 0 | . | . | . | . | 0 | 0.254 | 0 | 0 | 0 | 0.254 | 22 | 0 | 0 | 0 | 22 | 45.739 | 0 | 0 | 0 | 45.739
2023 | IN | 9667 | City of Jasper - (IN) | MISO | AC | 0.013 | 0.01 | . | . | 0.023 | 3 | 1 | . | . | 4 | . | . | . | . | 0 | . | . | . | . | 0 | . | . | . | . | 0 | . | . | . | . | 0 | . | . | . | . | 0 | . | . | . | . | 0 | . | . | . | . | 0 | . | . | . | . | 0 | . | . | . | . | 0 | . | . | . | . | 0 | . | . | . | . | 0 | . | . | . | . | 0 | . | . | . | . | 0 | . | . | . | . | 0 | . | . | . | . | 0 | . | . | . | . | 0 | . | . | . | . | 0 | 0.013 | 0.01 | 0 | 0 | 0.023 | 3 | 1 | 0 | 0 | 4 | 0 | 0 | 0 | 0 | 0
2023 | IN | 9778 | Johnson County Rural E M C | MISO | AC | 0.519 | 0.243 | . | . | 0.762 | 60 | 3 | . | . | 63 | 0.272 | 0.028 | . | . | 0.3 | . | . | . | . | 0 | . | . | . | . | 0 | . | . | . | . | 0 | . | . | . | . | 0 | . | . | . | . | 0 | . | . | . | . | 0 | . | . | . | . | 0 | . | . | . | . | 0 | . | . | . | . | 0 | . | . | . | . | 0 | 0.005 | . | . | . | 0.005 | 2 | . | . | . | 2 | 0.002 | . | . | . | 0.002 | . | . | . | . | 0 | . | . | . | . | 0 | . | . | . | . | 0 | 0.524 | 0.243 | 0 | 0 | 0.767 | 62 | 3 | 0 | 0 | 65 | 0.274 | 0.028 | 0 | 0 | 0.302
2023 | IN | 10448 | Kosciusko County Rural E M C | MISO | AC | 0.706 | . | 0.031 | . | 0.737 | 76 | . | 1 | . | 77 | . | . | 0 | . | 0 | . | . | . | . | 0 | . | . | . | . | 0 | . | . | . | . | 0 | . | . | . | . | 0 | . | . | . | . | 0 | . | . | . | . | 0 | . | . | . | . | 0 | . | . | . | . | 0 | . | . | . | . | 0 | . | . | . | . | 0 | 0.005 | . | 0 | . | 0.005 | 2 | . | 0 | . | 2 | 5.729 | . | 0 | . | 5.729 | . | . | . | . | 0 | 0 | . | . | . | 0 | 0 | . | . | . | 0 | 0.711 | 0 | 0.031 | 0 | 0.742 | 78 | 0 | 1 | 0 | 79 | 5.729 | 0 | 0 | 0 | 5.729
2023 | IN | 12377 | Midwest Energy Cooperative - (MI) | PJM | AC | 0.035 | . | . | . | 0.035 | 3 | . | . | . | 3 | 47.996 | . | . | . | 47.996 | . | . | . | . | 0 | . | . | . | . | 0 | . | . | . | . | 0 | . | . | . | . | 0 | . | . | . | . | 0 | . | . | . | . | 0 | . | . | . | . | 0 | . | . | . | . | 0 | . | . | . | . | 0 | . | . | . | . | 0 | . | . | . | . | 0 | . | . | . | . | 0 | . | . | . | . | 0 | . | . | . | . | 0 | . | . | . | . | 0 | . | . | . | . | 0 | 0.035 | 0 | 0 | 0 | 0.035 | 3 | 0 | 0 | 0 | 3 | 47.996 | 0 | 0 | 0 | 47.996
2023 | IN | 12929 | South Central Indiana REMC | MISO | AC | 3 | 0.265 | . | . | 3.265 | 269 | 14 | . | . | 283 | 1184.2 | . | . | . | 1184.2 | . | . | . | . | 0 | . | . | . | . | 0 | . | . | . | . | 0 | . | . | . | . | 0 | 0.779 | . | . | . | 0.779 | 106 | . | . | . | 106 | 1.221 | . | . | . | 1.221 | . | . | . | . | 0 | . | . | . | . | 0 | . | . | . | . | 0 | . | . | . | . | 0 | . | . | . | . | 0 | . | . | . | . | 0 | . | . | . | . | 0 | . | . | . | . | 0 | . | . | . | . | 0 | 3 | 0.265 | 0 | 0 | 3.265 | 269 | 14 | 0 | 0 | 283 | 1184.2 | 0 | 0 | 0 | 1184.2
2023 | IN | 13647 | Noble County R E M C | PJM | AC | 0.851 | 0.034 | . | . | 0.885 | 68 | 2 | . | . | 70 | 0.654 | 0.014 | . | . | 0.668 | . | . | . | . | 0 | . | . | . | . | 0 | . | . | . | . | 0 | . | . | . | . | 0 | . | . | . | . | 0 | . | . | . | . | 0 | . | . | . | . | 0 | . | . | . | . | 0 | . | . | . | . | 0 | . | . | . | . | 0 | 0.002 | . | . | . | 0.002 | 1 | . | . | . | 1 | . | . | . | . | 0 | . | . | . | . | 0 | . | . | . | . | 0 | . | . | . | . | 0 | 0.853 | 0.034 | 0 | 0 | 0.887 | 69 | 2 | 0 | 0 | 71 | 0.654 | 0.014 | 0 | 0 | 0.668
2023 | IN | 13756 | Northern Indiana Pub Serv Co | MISO | AC | 12.5 | 43.056 | . | . | 55.556 | 1351 | 174 | . | . | 1525 | 10778.383 | 33696.412 | . | . | 44474.795 | . | . | . | . | 0 | . | . | . | . | 0 | . | . | . | . | 0 | . | . | . | . | 0 | . | . | . | . | 0 | . | . | . | . | 0 | . | . | . | . | 0 | . | . | . | . | 0 | . | . | . | . | 0 | . | . | . | . | 0 | 0.095 | 1.82 | . | . | 1.915 | 21 | 6 | . | . | 27 | 5.856 | 665.433 | . | . | 671.289 | . | . | . | . | 0 | . | . | . | . | 0 | . | . | . | . | 0 | 12.595 | 44.876 | 0 | 0 | 57.471 | 1372 | 180 | 0 | 0 | 1552 | 10784.239 | 34361.845 | 0 | 0 | 45146.084
2023 | IN | 14839 | City of Peru - (IN) | MISO | DC | 0.096 | 0.056 | . | . | 0.152 | 15 | 2 | . | . | 17 | . | . | . | . | 0 | . | . | . | . | 0 | . | . | . | . | 0 | . | . | . | . | 0 | . | . | . | . | 0 | . | . | . | . | 0 | . | . | . | . | 0 | . | . | . | . | 0 | . | . | . | . | 0 | . | . | . | . | 0 | . | . | . | . | 0 | . | . | . | . | 0 | . | . | . | . | 0 | . | . | . | . | 0 | . | . | . | . | 0 | . | . | . | . | 0 | . | . | . | . | 0 | 0.096 | 0.056 | 0 | 0 | 0.152 | 15 | 2 | 0 | 0 | 17 | 0 | 0 | 0 | 0 | 0
2023 | IN | 15470 | Duke Energy Indiana, LLC | MISO | AC | 29.928 | 46.966 | 3.366 | 0 | 80.26 | 3734 | 431 | 7 | 0 | 4172 | . | . | . | . | 0 | . | . | . | . | 0 | . | . | . | . | 0 | . | . | . | . | 0 | . | . | . | . | 0 | . | . | . | . | 0 | . | . | . | . | 0 | . | . | . | . | 0 | . | . | . | . | 0 | . | . | . | . | 0 | . | . | . | . | 0 | 0.061 | 2.13 | 0 | 0 | 2.191 | 22 | 10 | 0 | 0 | 32 | . | . | . | . | 0 | . | . | . | . | 0 | . | . | . | . | 0 | . | . | . | . | 0 | 29.989 | 49.096 | 3.366 | 0 | 82.451 | 3756 | 441 | 7 | 0 | 4204 | 0 | 0 | 0 | 0 | 0
2023 | IN | 15989 | City of Richmond - (IN) | PJM | AC | 0.096 | . | . | . | 0.096 | 13 | . | . | . | 13 | . | . | . | . | 0 | . | . | . | . | 0 | . | . | . | . | 0 | . | . | . | . | 0 | . | . | . | . | 0 | . | . | . | . | 0 | . | . | . | . | 0 | . | . | . | . | 0 | . | . | . | . | 0 | . | . | . | . | 0 | . | . | . | . | 0 | . | . | . | . | 0 | . | . | . | . | 0 | . | . | . | . | 0 | . | . | . | . | 0 | . | . | . | . | 0 | . | . | . | . | 0 | 0.096 | 0 | 0 | 0 | 0.096 | 13 | 0 | 0 | 0 | 13 | 0 | 0 | 0 | 0 | 0
2023 | IN | 17038 | RushShelby Energy | MISO | AC | 0.96 | 0.082 | . | . | 1.042 | 82 | 2 | . | . | 84 | . | . | . | . | 0 | . | . | . | . | 0 | . | . | . | . | 0 | . | . | . | . | 0 | . | . | . | . | 0 | . | . | . | . | 0 | . | . | . | . | 0 | . | . | . | . | 0 | . | . | . | . | 0 | . | . | . | . | 0 | . | . | . | . | 0 | . | . | . | . | 0 | . | . | . | . | 0 | . | . | . | . | 0 | . | . | . | . | 0 | . | . | . | . | 0 | . | . | . | . | 0 | 0.96 | 0.082 | 0 | 0 | 1.042 | 82 | 2 | 0 | 0 | 84 | 0 | 0 | 0 | 0 | 0
2023 | IN | 17599 | Southeastern Indiana R E M C | MISO | AC | 1.254 | . | . | . | 1.254 | 149 | . | . | . | 149 | . | . | . | . | 0 | . | . | . | . | 0 | . | . | . | . | 0 | . | . | . | . | 0 | . | . | . | . | 0 | . | . | . | . | 0 | . | . | . | . | 0 | . | . | . | . | 0 | . | . | . | . | 0 | . | . | . | . | 0 | . | . | . | . | 0 | 0.002 | . | . | . | 0.002 | 1 | . | . | . | 1 | . | . | . | . | 0 | . | . | . | . | 0 | . | . | . | . | 0 | . | . | . | . | 0 | 1.256 | 0 | 0 | 0 | 1.256 | 150 | 0 | 0 | 0 | 150 | 0 | 0 | 0 | 0 | 0
2023 | IN | 17633 | Southern Indiana Gas & Elec Co | MISO | AC | 8.921 | 11.101 | . | . | 20.022 | 839 | 126 | . | . | 965 | 0 | 0 | . | . | 0 | . | . | . | . | 0 | . | . | . | . | 0 | . | . | . | . | 0 | . | . | . | . | 0 | . | . | . | . | 0 | . | . | . | . | 0 | . | . | . | . | 0 | . | . | . | . | 0 | . | . | . | . | 0 | . | . | . | . | 0 | 0.002 | 0.002 | . | . | 0.004 | 1 | 1 | . | . | 2 | 0 | 0 | . | . | 0 | . | . | . | . | 0 | . | . | . | . | 0 | . | . | . | . | 0 | 8.923 | 11.103 | 0 | 0 | 20.026 | 840 | 127 | 0 | 0 | 967 | 0 | 0 | 0 | 0 | 0
2023 | IN | 18940 | Tipmont Rural Elec Member Corp | MISO | AC | 1.066 | . | . | . | 1.066 | 99 | . | . | . | 99 | . | . | . | . | 0 | . | . | . | . | 0 | . | . | . | . | 0 | . | . | . | . | 0 | . | . | . | . | 0 | . | . | . | . | 0 | . | . | . | . | 0 | . | . | . | . | 0 | . | . | . | . | 0 | . | . | . | . | 0 | . | . | . | . | 0 | . | . | . | . | 0 | . | . | . | . | 0 | . | . | . | . | 0 | . | . | . | . | 0 | . | . | . | . | 0 | . | . | . | . | 0 | 1.066 | 0 | 0 | 0 | 1.066 | 99 | 0 | 0 | 0 | 99 | 0 | 0 | 0 | 0 | 0
2023 | IN | 19445 | Southern Indiana R E C, Inc | MISO | AC | 0.498 | . | . | . | 0.498 | 47 | . | . | . | 47 | . | . | . | . | 0 | . | . | . | . | 0 | . | . | . | . | 0 | . | . | . | . | 0 | . | . | . | . | 0 | . | . | . | . | 0 | . | . | . | . | 0 | . | . | . | . | 0 | . | . | . | . | 0 | . | . | . | . | 0 | . | . | . | . | 0 | . | . | . | . | 0 | . | . | . | . | 0 | . | . | . | . | 0 | . | . | . | . | 0 | . | . | . | . | 0 | . | . | . | . | 0 | 0.498 | 0 | 0 | 0 | 0.498 | 47 | 0 | 0 | 0 | 47 | 0 | 0 | 0 | 0 | 0
2023 | IN | 19667 | Utilities Dist-Western IN REMC | MISO | AC | 1.094 | 0.071 | 0 | 0 | 1.165 | 132 | 4 | 0 | 0 | 136 | 673.603 | 22.127 | 0 | 0 | 695.73 | 0 | 0 | 0 | 0 | 0 | 0 | 0 | 0 | 0 | 0 | 0 | 0 | 0 | 0 | 0 | 0 | 0 | 0 | 0 | 0 | 0.273 | 0 | 0 | 0 | 0.273 | 45 | 0 | 0 | 0 | 45 | 0.824 | 0 | 0 | 0 | 0.824 | 0 | 0 | 0 | 0 | 0 | 0 | 0 | 0 | 0 | 0 | 0 | 0 | 0 | 0 | 0 | 0.002 | 0 | 0 | 0 | 0.002 | 1 | 0 | 0 | 0 | 1 | 0 | 0 | 0 | 0 | 0 | 0 | 0 | 0 | 0 | 0 | 0 | 0 | 0 | 0 | 0 | 0 | 0 | 0 | 0 | 0 | 1.096 | 0.071 | 0 | 0 | 1.167 | 133 | 4 | 0 | 0 | 137 | 673.603 | 22.127 | 0 | 0 | 695.73
2023 | IN | 20216 | Whitewater Valley Rural EMC | MISO | AC | 0.594 | . | . | . | 0.594 | 62 | . | . | . | 62 | . | . | . | . | 0 | . | . | . | . | 0 | . | . | . | . | 0 | . | . | . | . | 0 | . | . | . | . | 0 | . | . | . | . | 0 | . | . | . | . | 0 | . | . | . | . | 0 | . | . | . | . | 0 | . | . | . | . | 0 | . | . | . | . | 0 | . | . | . | . | 0 | . | . | . | . | 0 | . | . | . | . | 0 | . | . | . | . | 0 | . | . | . | . | 0 | . | . | . | . | 0 | 0.594 | 0 | 0 | 0 | 0.594 | 62 | 0 | 0 | 0 | 62 | 0 | 0 | 0 | 0 | 0
2023 | IN | 20603 | Northeastern Rural E M C | PJM | AC | 0.62 | 0.15 | 1.7 | . | 2.47 | 48 | 4 | 2 | . | 54 | . | . | . | . | 0 | . | . | . | . | 0 | . | . | . | . | 0 | . | . | . | . | 0 | . | . | . | . | 0 | . | . | . | . | 0 | . | . | . | . | 0 | . | . | . | . | 0 | . | . | . | . | 0 | . | . | . | . | 0 | . | . | . | . | 0 | . | . | . | . | 0 | . | . | . | . | 0 | . | . | . | . | 0 | . | . | . | . | 0 | . | . | . | . | 0 | . | . | . | . | 0 | 0.62 | 0.15 | 1.7 | 0 | 2.47 | 48 | 4 | 2 | 0 | 54 | 0 | 0 | 0 | 0 | 0
2023 | IN | 22822 | Clark County Rural E M C - (IN) | MISO | AC | 0.738 | . | . | . | 0.738 | 87 | . | . | . | 87 | 392.107 | . | . | . | 392.107 | . | . | . | . | 0 | . | . | . | . | 0 | . | . | . | . | 0 | . | . | . | . | 0 | . | . | . | . | 0 | . | . | . | . | 0 | . | . | . | . | 0 | . | . | . | . | 0 | . | . | . | . | 0 | . | . | . | . | 0 | 0.01 | . | . | . | 0.01 | 1 | . | . | . | 1 | 2.707 | . | . | . | 2.707 | . | . | . | . | 0 | . | . | . | . | 0 | . | . | . | . | 0 | 0.748 | 0 | 0 | 0 | 0.748 | 88 | 0 | 0 | 0 | 88 | 394.814 | 0 | 0 | 0 | 394.814
2023 | IN | 24753 | Boone County Rural EMC | MISO | DC | 1.265 | . | . | . | 1.265 | 116 | . | . | . | 116 | 779.922 | . | . | . | 779.922 | . | . | . | . | 0 | . | . | . | . | 0 | . | . | . | . | 0 | . | . | . | . | 0 | . | . | . | . | 0 | . | . | . | . | 0 | . | . | . | . | 0 | . | . | . | . | 0 | . | . | . | . | 0 | . | . | . | . | 0 | . | . | . | . | 0 | . | . | . | . | 0 | . | . | . | . | 0 | . | . | . | . | 0 | . | . | . | . | 0 | . | . | . | . | 0 | 1.265 | 0 | 0 | 0 | 1.265 | 116 | 0 | 0 | 0 | 116 | 779.922 | 0 | 0 | 0 | 779.922
2023 | IN | 25295 | Western Indiana Energy REMC | MISO | AC | 0.552 | 0.024 | . | . | 0.576 | 58 | 2 | . | . | 60 | 238.185 | 17.058 | . | . | 255.243 | . | . | . | . | 0 | . | . | . | . | 0 | . | . | . | . | 0 | . | . | . | . | 0 | . | . | . | . | 0 | . | . | . | . | 0 | . | . | . | . | 0 | . | . | . | . | 0 | . | . | . | . | 0 | . | . | . | . | 0 | . | 0.015 | . | . | 0.015 | . | 1 | . | . | 1 | . | 0 | . | . | 0 | . | . | . | . | 0 | . | . | . | . | 0 | . | . | . | . | 0 | 0.552 | 0.039 | 0 | 0 | 0.591 | 58 | 3 | 0 | 0 | 61 | 238.185 | 17.058 | 0 | 0 | 255.243
2023 | IN | 27599 | Carroll-White REMC | MISO | AC | 0.704 | . | . | . | 0.704 | 73 | . | . | . | 73 | 409.671 | . | . | . | 409.671 | . | . | . | . | 0 | . | . | . | . | 0 | . | . | . | . | 0 | . | . | . | . | 0 | . | . | . | . | 0 | . | . | . | . | 0 | . | . | . | . | 0 | . | . | . | . | 0 | . | . | . | . | 0 | . | . | . | . | 0 | 0.001 | . | . | . | 0.001 | 1 | . | . | . | 1 | . | . | . | . | 0 | . | . | . | . | 0 | . | . | . | . | 0 | . | . | . | . | 0 | 0.705 | 0 | 0 | 0 | 0.705 | 74 | 0 | 0 | 0 | 74 | 409.671 | 0 | 0 | 0 | 409.671
2023 | IN | 99999 | State Adjustment | MISO |  | 0.508 | 0.155 | 0 | . | 0.663 | . | . | . | . | . | . | . | . | . | . | . | . | . | . | . | . | . | . | . | . | . | . | . | . | . | . | . | . | . | . | . | . | . | . | . | . | . | . | . | . | . | . | . | . | . | . | . | . | . | . | . | . | . | . | . | . | . | . | . | . | . | . | . | . | . | . | . | . | . | . | . | . | . | . | . | . | . | . | . | . | . | . | . | . | . | . | . | . | . | . | 0.508 | 0.155 | 0 | . | 0.663 | . | . | . | . | . | . | . | . | . | .
2023 | IN | 99999 | State Adjustment | PJM |  | 0.004 | 0.012 | . | . | 0.016 | . | . | . | . | . | . | . | . | . | . | . | . | . | . | . | . | . | . | . | . | . | . | . | . | . | . | . | . | . | . | . | . | . | . | . | . | . | . | . | . | . | . | . | . | . | . | . | . | . | . | . | . | . | . | . | . | . | . | . | . | . | . | . | . | . | . | . | . | . | . | . | . | . | . | . | . | . | . | . | . | . | . | . | . | . | . | . | . | . | . | 0.004 | 0.012 | . | . | 0.016 | . | . | . | . | . | . | . | . | . | .
2023 | KS | 5860 | Empire District Electric Co | SWPP | DC | 0.788 | 0.419 | . | . | 1.207 | 79 | 18 | . | . | 97 | . | . | . | . | 0 | . | . | . | . | 0 | . | . | . | . | 0 | . | . | . | . | 0 | . | . | . | . | 0 | . | . | . | . | 0 | . | . | . | . | 0 | . | . | . | . | 0 | . | . | . | . | 0 | . | . | . | . | 0 | . | . | . | . | 0 | . | . | . | . | 0 | . | . | . | . | 0 | . | . | . | . | 0 | . | . | . | . | 0 | . | . | . | . | 0 | . | . | . | . | 0 | 0.788 | 0.419 | 0 | 0 | 1.207 | 79 | 18 | 0 | 0 | 97 | 0 | 0 | 0 | 0 | 0
2023 | KS | 9996 | City of Kansas City - (KS) | SWPP | AC | 1.807 | 1.062 | 0 | 0 | 2.869 | 272 | 20 | 0 | 0 | 292 | 1045.214 | 211.672 | 0 | 0 | 1256.886 | . | . | . | . | 0 | . | . | . | . | 0 | 0.023 | 0.402 | 0 | 0 | 0.425 | 23 | 3 | 0 | 0 | 26 | . | . | . | . | 0 | . | . | . | . | 0 | . | . | . | . | 0 | . | . | . | . | 0 | . | . | . | . | 0 | . | . | . | . | 0 | . | . | . | . | 0 | . | . | . | . | 0 | . | . | . | . | 0 | . | . | . | . | 0 | . | . | . | . | 0 | . | . | . | . | 0 | 1.83 | 1.464 | 0 | 0 | 3.294 | 295 | 23 | 0 | 0 | 318 | 1045.214 | 211.672 | 0 | 0 | 1256.886
2023 | KS | 10000 | Evergy Metro | SWPP | DC | 11.682 | 3.78 | 0.339 | . | 15.801 | 1319 | 93 | 5 | . | 1417 | 6885.484 | 1244.665 | 164.03 | . | 8294.179 | 1.95 | 0.007 | . | . | 1.957 | 506 | 1 | . | . | 507 | . | . | . | . | 0 | . | . | . | . | 0 | . | . | . | . | 0 | . | . | . | . | 0 | . | . | . | . | 0 | . | . | . | . | 0 | . | . | . | . | 0 | . | . | . | . | 0 | 0.01 | 0.022 | . | . | 0.032 | 3 | 3 | . | . | 6 | 5.898 | 15.244 | . | . | 21.142 | . | . | . | . | 0 | . | . | . | . | 0 | . | . | . | . | 0 | 13.642 | 3.809 | 0.339 | 0 | 17.79 | 1828 | 97 | 5 | 0 | 1930 | 6891.382 | 1259.909 | 164.03 | 0 | 8315.321
2023 | KS | 10005 | Evergy Kansas South, Inc | SWPP | AC | 17.597 | 4.02 | 0.142 | . | 21.759 | 2226 | 81 | 5 | . | 2312 | 10691.262 | 1221.851 | 27 | . | 11940.113 | . | . | . | . | 0 | . | . | . | . | 0 | 0.346 | 0.198 | . | . | 0.544 | 200 | 8 | . | . | 208 | . | . | . | . | 0 | . | . | . | . | 0 | . | . | . | . | 0 | . | . | . | . | 0 | . | . | . | . | 0 | . | . | . | . | 0 | 0.032 | 0.002 | . | . | 0.034 | 9 | 1 | . | . | 10 | 17.099 | 0 | . | . | 17.099 | 0.014 | . | . | . | 0.014 | 2 | . | . | . | 2 | 13.215 | . | . | . | 13.215 | 17.989 | 4.22 | 0.142 | 0 | 22.351 | 2437 | 90 | 5 | 0 | 2532 | 10721.576 | 1221.851 | 27 | 0 | 11970.427
2023 | KS | 10019 | FreeState Electric Coop | SWPP | DC | 3.799 | . | . | . | 3.799 | 431 | . | . | . | 431 | . | . | . | . | 0 | . | . | . | . | 0 | . | . | . | . | 0 | . | . | . | . | 0 | . | . | . | . | 0 | . | . | . | . | 0 | . | . | . | . | 0 | . | . | . | . | 0 | . | . | . | . | 0 | . | . | . | . | 0 | . | . | . | . | 0 | 0.031 | . | . | . | 0.031 | 12 | . | . | . | 12 | . | . | . | . | 0 | . | . | . | . | 0 | . | . | . | . | 0 | . | . | . | . | 0 | 3.83 | 0 | 0 | 0 | 3.83 | 443 | 0 | 0 | 0 | 443 | 0 | 0 | 0 | 0 | 0
2023 | KS | 12208 | City of McPherson - (KS) | SWPP | AC | 0.055 | . | . | . | 0.055 | 9 | . | . | . | 9 | 28.22 | . | . | . | 28.22 | . | . | . | . | 0 | . | . | . | . | 0 | . | . | . | . | 0 | . | . | . | . | 0 | . | . | . | . | 0 | . | . | . | . | 0 | . | . | . | . | 0 | . | . | . | . | 0 | . | . | . | . | 0 | . | . | . | . | 0 | . | . | . | . | 0 | . | . | . | . | 0 | . | . | . | . | 0 | . | . | . | . | 0 | . | . | . | . | 0 | . | . | . | . | 0 | 0.055 | 0 | 0 | 0 | 0.055 | 9 | 0 | 0 | 0 | 9 | 28.22 | 0 | 0 | 0 | 28.22
2023 | KS | 13799 | Prairie Land Electric Coop Inc | SWPP | AC | 0.22 | 0.04 | . | . | 0.26 | 26 | 3 | . | . | 29 | . | . | . | . | 0 | . | . | . | . | 0 | . | . | . | . | 0 | . | . | . | . | 0 | . | . | . | . | 0 | . | . | . | . | 0 | . | . | . | . | 0 | . | . | . | . | 0 | . | . | . | . | 0 | . | . | . | . | 0 | . | . | . | . | 0 | 0.064 | 0.103 | . | . | 0.167 | 3 | 3 | . | . | 6 | . | . | . | . | 0 | . | . | . | . | 0 | . | . | . | . | 0 | . | . | . | . | 0 | 0.284 | 0.143 | 0 | 0 | 0.427 | 29 | 6 | 0 | 0 | 35 | 0 | 0 | 0 | 0 | 0
2023 | KS | 15073 | Pioneer Electric Coop, Inc - (KS) | SWPP | AC | 0.073 | 0.149 | 0 | 0 | 0.222 | 26 | 2 | 0 | 0 | 28 | 62.096 | 47.376 | 0 | 0 | 109.472 | . | . | . | . | 0 | . | . | . | . | 0 | . | . | . | . | 0 | . | . | . | . | 0 | . | . | . | . | 0 | . | . | . | . | 0 | . | . | . | . | 0 | . | . | . | . | 0 | . | . | . | . | 0 | . | . | . | . | 0 | 0.015 | 0.04 | 0 | 0 | 0.055 | 1 | 2 | 0 | 0 | 3 | 19.366 | 39.977 | 0 | 0 | 59.343 | . | . | . | . | 0 | . | . | . | . | 0 | . | . | . | . | 0 | 0.088 | 0.189 | 0 | 0 | 0.277 | 27 | 4 | 0 | 0 | 31 | 81.462 | 87.353 | 0 | 0 | 168.815
2023 | KS | 19160 | Tri-County Electric Coop, Inc (OK) | SWPP | DC | . | . | . | . | 0 | . | . | . | . | 0 | . | . | . | . | 0 | . | . | . | . | 0 | . | . | . | . | 0 | 0.012 | 0.019 | . | . | 0.031 | 4 | 2 | . | . | 6 | . | . | . | . | 0 | . | . | . | . | 0 | . | . | . | . | 0 | . | . | . | . | 0 | . | . | . | . | 0 | . | . | . | . | 0 | . | . | . | . | 0 | . | . | . | . | 0 | . | . | . | . | 0 | . | . | . | . | 0 | . | . | . | . | 0 | . | . | . | . | 0 | 0.012 | 0.019 | 0 | 0 | 0.031 | 4 | 2 | 0 | 0 | 6 | 0 | 0 | 0 | 0 | 0
2023 | KS | 19820 | Victory Electric Coop Assn Inc | SWPP | DC | 0.579 | 0.235 | . | . | 0.814 | 74 | 6 | . | . | 80 | . | . | . | . | 0 | . | . | . | . | 0 | . | . | . | . | 0 | . | . | . | . | 0 | . | . | . | . | 0 | . | . | . | . | 0 | . | . | . | . | 0 | . | . | . | . | 0 | . | . | . | . | 0 | . | . | . | . | 0 | . | . | . | . | 0 | 0.01 | 0.015 | . | . | 0.025 | 2 | 1 | . | . | 3 | . | . | . | . | 0 | . | . | . | . | 0 | . | . | . | . | 0 | . | . | . | . | 0 | 0.589 | 0.25 | 0 | 0 | 0.839 | 76 | 7 | 0 | 0 | 83 | 0 | 0 | 0 | 0 | 0
2023 | KS | 20476 | Western Coop Electric Assn Inc | SWPP | DC | 0.136 | 0.166 | . | . | 0.302 | 17 | 2 | . | . | 19 | . | . | . | . | 0 | . | . | . | . | 0 | . | . | . | . | 0 | . | . | . | . | 0 | . | . | . | . | 0 | . | . | . | . | 0 | . | . | . | . | 0 | . | . | . | . | 0 | . | . | . | . | 0 | . | . | . | . | 0 | . | . | . | . | 0 | 0.01 | . | . | . | 0.01 | 2 | . | . | . | 2 | . | . | . | . | 0 | . | . | . | . | 0 | . | . | . | . | 0 | . | . | . | . | 0 | 0.146 | 0.166 | 0 | 0 | 0.312 | 19 | 2 | 0 | 0 | 21 | 0 | 0 | 0 | 0 | 0
2023 | KS | 20510 | Wheatland Electric Coop, Inc | SWPP | AC | 0.406 | 0.085 | 0 | 0 | 0.491 | 48 | 6 | 0 | 0 | 54 | 283.605 | 28.069 | 0 | 0 | 311.674 | 0 | 0 | 0 | 0 | 0 | 0 | 0 | 0 | 0 | 0 | 0 | 0 | 0 | 0 | 0 | 0 | 0 | 0 | 0 | 0 | 0.01 | . | . | . | 0.01 | 1 | . | . | . | 1 | . | . | . | . | 0 | . | . | . | . | 0 | . | . | . | . | 0 | . | . | . | . | 0 | 0.025 | 0.052 | 0 | 0 | 0.077 | 2 | 4 | 0 | 0 | 6 | 19.179 | 70.343 | 0 | 0 | 89.522 | 0 | 0 | 0 | 0 | 0 | 0 | 0 | 0 | 0 | 0 | 0 | 0 | 0 | 0 | 0 | 0.431 | 0.137 | 0 | 0 | 0.568 | 50 | 10 | 0 | 0 | 60 | 302.784 | 98.412 | 0 | 0 | 401.196
2023 | KS | 22500 | Evergy Kansas Central, Inc | SWPP | AC | 19.993 | 6.22 | 0.639 | . | 26.852 | 2392 | 163 | 4 | . | 2559 | 11928.214 | 1788.225 | 31.869 | . | 13748.308 | . | . | . | . | 0 | . | . | . | . | 0 | 0.451 | 0.019 | . | . | 0.47 | 303 | 5 | . | . | 308 | . | . | . | . | 0 | . | . | . | . | 0 | . | . | . | . | 0 | . | . | . | . | 0 | . | . | . | . | 0 | . | . | . | . | 0 | 0.085 | 0.359 | . | . | 0.444 | 15 | 11 | . | . | 26 | 34.105 | 53.937 | . | . | 88.042 | 0.008 | 0.01 | . | . | 0.018 | 3 | 1 | . | . | 4 | 4.509 | 0 | . | . | 4.509 | 20.537 | 6.608 | 0.639 | 0 | 27.784 | 2713 | 180 | 4 | 0 | 2897 | 11966.828 | 1842.162 | 31.869 | 0 | 13840.859
2023 | KS | 60839 | Southern Pioneer Electric Company | SWPP | AC | 0.334 | 0.079 | 0 | 0 | 0.413 | 46 | 3 | 0 | 0 | 49 | 185.598 | 36.065 | 0 | 0 | 221.663 | . | . | . | . | 0 | . | . | . | . | 0 | . | . | . | . | 0 | . | . | . | . | 0 | 0 | 0 | 0 | 0 | 0 | . | . | . | . | 0 | 0 | 0 | 0 | 0 | 0 | . | . | . | . | 0 | . | . | . | . | 0 | . | . | . | . | 0 | 0 | 0.275 | 0 | 0 | 0.275 | 0 | 1 | 0 | 0 | 1 | . | . | . | . | 0 | . | . | . | . | 0 | . | . | . | . | 0 | . | . | . | . | 0 | 0.334 | 0.354 | 0 | 0 | 0.688 | 46 | 4 | 0 | 0 | 50 | 185.598 | 36.065 | 0 | 0 | 221.663
2023 | KS | 99999 | State Adjustment | SWPP |  | 1.766 | 0.163 | -0.059 | . | 1.87 | . | . | . | . | . | . | . | . | . | . | . | . | . | . | . | . | . | . | . | . | . | . | . | . | . | . | . | . | . | . | . | . | . | . | . | . | . | . | . | . | . | . | . | . | . | . | . | . | . | . | . | . | . | . | . | . | . | . | . | . | . | . | . | . | . | . | . | . | . | . | . | . | . | . | . | . | . | . | . | . | . | . | . | . | . | . | . | . | . | . | 1.766 | 0.163 | -0.059 | . | 1.87 | . | . | . | . | . | . | . | . | . | .
2023 | KY | 690 | City of Bardstown - (KY) | LGEE | AC | 0.07 | . | . | . | 0.07 | 8 | . | . | . | 8 | . | . | . | . | 0 | . | . | . | . | 0 | . | . | . | . | 0 | . | . | . | . | 0 | . | . | . | . | 0 | . | . | . | . | 0 | . | . | . | . | 0 | . | . | . | . | 0 | . | . | . | . | 0 | . | . | . | . | 0 | . | . | . | . | 0 | . | . | . | . | 0 | . | . | . | . | 0 | . | . | . | . | 0 | . | . | . | . | 0 | . | . | . | . | 0 | . | . | . | . | 0 | 0.07 | 0 | 0 | 0 | 0.07 | 8 | 0 | 0 | 0 | 8 | 0 | 0 | 0 | 0 | 0
2023 | KY | 1708 | Big Sandy Rural Elec Coop Corp | PJM | AC | 0.07 | . | . | . | 0.07 | 7 | . | . | . | 7 | . | . | . | . | 0 | . | . | . | . | 0 | . | . | . | . | 0 | . | . | . | . | 0 | . | . | . | . | 0 | 0.005 | . | . | . | 0.005 | 1 | . | . | . | 1 | . | . | . | . | 0 | . | . | . | . | 0 | . | . | . | . | 0 | . | . | . | . | 0 | . | . | . | . | 0 | . | . | . | . | 0 | . | . | . | . | 0 | . | . | . | . | 0 | . | . | . | . | 0 | . | . | . | . | 0 | 0.07 | 0 | 0 | 0 | 0.07 | 7 | 0 | 0 | 0 | 7 | 0 | 0 | 0 | 0 | 0
2023 | KY | 1886 | Blue Grass Energy Coop Corp | PJM | AC | 3.84 | . | . | . | 3.84 | 434 | . | . | . | 434 | . | . | . | . | 0 | . | . | . | . | 0 | . | . | . | . | 0 | 0.097 | . | . | . | 0.097 | 55 | . | . | . | 55 | . | . | . | . | 0 | . | . | . | . | 0 | . | . | . | . | 0 | . | . | . | . | 0 | . | . | . | . | 0 | . | . | . | . | 0 | 0.013 | . | . | . | 0.013 | 2 | . | . | . | 2 | . | . | . | . | 0 | . | . | . | . | 0 | . | . | . | . | 0 | . | . | . | . | 0 | 3.95 | 0 | 0 | 0 | 3.95 | 491 | 0 | 0 | 0 | 491 | 0 | 0 | 0 | 0 | 0
2023 | KY | 3687 | Clark Energy Coop Inc - (KY) | PJM | AC | 1.099 | . | . | . | 1.099 | 104 | . | . | . | 104 | 619 | . | . | . | 619 | . | . | . | . | 0 | . | . | . | . | 0 | . | . | . | . | 0 | . | . | . | . | 0 | . | . | . | . | 0 | . | . | . | . | 0 | . | . | . | . | 0 | . | . | . | . | 0 | . | . | . | . | 0 | . | . | . | . | 0 | . | . | . | . | 0 | . | . | . | . | 0 | . | . | . | . | 0 | . | . | . | . | 0 | . | . | . | . | 0 | . | . | . | . | 0 | 1.099 | 0 | 0 | 0 | 1.099 | 104 | 0 | 0 | 0 | 104 | 619 | 0 | 0 | 0 | 619
2023 | KY | 4622 | Cumberland Valley Electric, Inc. | PJM | AC | 0.432 | 0.221 | . | . | 0.653 | 52 | 8 | . | . | 60 | 227 | 180 | . | . | 407 | . | . | . | . | 0 | . | . | . | . | 0 | . | . | . | . | 0 | . | . | . | . | 0 | . | . | . | . | 0 | . | . | . | . | 0 | . | . | . | . | 0 | . | . | . | . | 0 | . | . | . | . | 0 | . | . | . | . | 0 | . | . | . | . | 0 | . | . | . | . | 0 | . | . | . | . | 0 | . | . | . | . | 0 | . | . | . | . | 0 | . | . | . | . | 0 | 0.432 | 0.221 | 0 | 0 | 0.653 | 52 | 8 | 0 | 0 | 60 | 227 | 180 | 0 | 0 | 407
2023 | KY | 6194 | Farmers Rural Electric Coop Corp - (KY) | PJM | AC | 0.585 | . | . | . | 0.585 | 74 | . | . | . | 74 | . | . | . | . | 0 | . | . | . | . | 0 | . | . | . | . | 0 | . | . | . | . | 0 | . | . | . | . | 0 | 0.118 | . | . | . | 0.118 | 16 | . | . | . | 16 | . | . | . | . | 0 | . | . | . | . | 0 | . | . | . | . | 0 | . | . | . | . | 0 | . | . | . | . | 0 | . | . | . | . | 0 | . | . | . | . | 0 | . | . | . | . | 0 | . | . | . | . | 0 | . | . | . | . | 0 | 0.585 | 0 | 0 | 0 | 0.585 | 74 | 0 | 0 | 0 | 74 | 0 | 0 | 0 | 0 | 0
2023 | KY | 6442 | Fleming-Mason Energy Coop Inc | PJM | AC | 0.522 | . | . | . | 0.522 | 80 | . | . | . | 80 | . | . | . | . | 0 | . | . | . | . | 0 | . | . | . | . | 0 | . | . | . | . | 0 | . | . | . | . | 0 | . | . | . | . | 0 | . | . | . | . | 0 | . | . | . | . | 0 | . | . | . | . | 0 | . | . | . | . | 0 | . | . | . | . | 0 | 0.004 | . | . | . | 0.004 | 1 | . | . | . | 1 | . | . | . | . | 0 | . | . | . | . | 0 | . | . | . | . | 0 | . | . | . | . | 0 | 0.526 | 0 | 0 | 0 | 0.526 | 81 | 0 | 0 | 0 | 81 | 0 | 0 | 0 | 0 | 0
2023 | KY | 6708 | City of Frankfort - (KY) | LGEE | AC | 0.588 | 0.091 | . | . | 0.679 | 65 | 10 | . | . | 75 | 208.252 | 280.29 | . | . | 488.542 | . | . | . | . | 0 | . | . | . | . | 0 | . | . | . | . | 0 | . | . | . | . | 0 | . | . | . | . | 0 | . | . | . | . | 0 | . | . | . | . | 0 | . | . | . | . | 0 | . | . | . | . | 0 | . | . | . | . | 0 | . | . | . | . | 0 | . | . | . | . | 0 | . | . | . | . | 0 | . | . | . | . | 0 | . | . | . | . | 0 | . | . | . | . | 0 | 0.588 | 0.091 | 0 | 0 | 0.679 | 65 | 10 | 0 | 0 | 75 | 208.252 | 280.29 | 0 | 0 | 488.542
2023 | KY | 7558 | Grayson Rural Electric Coop Corp | PJM | AC | 0.436 | 0.03 | . | . | 0.466 | 45 | 1 | . | . | 46 | 246.004 | 4 | . | . | 250.004 | . | . | . | . | 0 | . | . | . | . | 0 | . | . | . | . | 0 | . | . | . | . | 0 | . | . | . | . | 0 | . | . | . | . | 0 | . | . | . | . | 0 | . | . | . | . | 0 | . | . | . | . | 0 | . | . | . | . | 0 | . | . | . | . | 0 | . | . | . | . | 0 | . | . | . | . | 0 | . | . | . | . | 0 | . | . | . | . | 0 | . | . | . | . | 0 | 0.436 | 0.03 | 0 | 0 | 0.466 | 45 | 1 | 0 | 0 | 46 | 246.004 | 4 | 0 | 0 | 250.004
2023 | KY | 8449 | Henderson City Utility Comm | MISO | AC | 0.027 | 0.808 | 0 | . | 0.835 | 5 | 28 | 0 | . | 33 | . | . | . | . | 0 | . | . | . | . | 0 | . | . | . | . | 0 | . | . | . | . | 0 | . | . | . | . | 0 | . | . | . | . | 0 | . | . | . | . | 0 | . | . | . | . | 0 | . | . | . | . | 0 | . | . | . | . | 0 | . | . | . | . | 0 | . | . | . | . | 0 | . | . | . | . | 0 | . | . | . | . | 0 | . | . | . | . | 0 | . | . | . | . | 0 | . | . | . | . | 0 | 0.027 | 0.808 | 0 | 0 | 0.835 | 5 | 28 | 0 | 0 | 33 | 0 | 0 | 0 | 0 | 0
2023 | KY | 9292 | Inter County Energy Coop Corp - (KY) | PJM | AC | 1.551 | . | . | . | 1.551 | 172 | . | . | . | 172 | . | . | . | . | 0 | . | . | . | . | 0 | . | . | . | . | 0 | . | . | . | . | 0 | . | . | . | . | 0 | . | . | . | . | 0 | . | . | . | . | 0 | . | . | . | . | 0 | . | . | . | . | 0 | . | . | . | . | 0 | . | . | . | . | 0 | . | . | . | . | 0 | . | . | . | . | 0 | . | . | . | . | 0 | . | . | . | . | 0 | . | . | . | . | 0 | . | . | . | . | 0 | 1.551 | 0 | 0 | 0 | 1.551 | 172 | 0 | 0 | 0 | 172 | 0 | 0 | 0 | 0 | 0
2023 | KY | 9575 | Jackson Energy Coop Corp - (KY) | PJM | AC | 1.615 | 0.115 | . | . | 1.73 | 219 | 7 | . | . | 226 | . | . | . | . | 0 | . | . | . | . | 0 | . | . | . | . | 0 | . | . | . | . | 0 | . | . | . | . | 0 | . | . | . | . | 0 | . | . | . | . | 0 | . | . | . | . | 0 | . | . | . | . | 0 | . | . | . | . | 0 | . | . | . | . | 0 | . | . | . | . | 0 | . | . | . | . | 0 | . | . | . | . | 0 | . | . | . | . | 0 | . | . | . | . | 0 | . | . | . | . | 0 | 1.615 | 0.115 | 0 | 0 | 1.73 | 219 | 7 | 0 | 0 | 226 | 0 | 0 | 0 | 0 | 0
2023 | KY | 9605 | Jackson Purchase Energy Corporation | MISO | AC | 0.602 | 0.231 | . | . | 0.833 | 49 | 9 | . | . | 58 | . | . | . | . | 0 | . | . | . | . | 0 | . | . | . | . | 0 | . | . | . | . | 0 | . | . | . | . | 0 | 0.1 | . | . | . | 0.1 | 7 | . | . | . | 7 | . | . | . | . | 0 | . | . | . | . | 0 | . | . | . | . | 0 | . | . | . | . | 0 | . | . | . | . | 0 | . | . | . | . | 0 | . | . | . | . | 0 | . | . | . | . | 0 | . | . | . | . | 0 | . | . | . | . | 0 | 0.602 | 0.231 | 0 | 0 | 0.833 | 49 | 9 | 0 | 0 | 58 | 0 | 0 | 0 | 0 | 0
2023 | KY | 9964 | Kenergy Corp | MISO | AC | 4.543 | 1.108 | 0 | 0 | 5.651 | 410 | 49 | 0 | 0 | 459 | 0.045 | 0.165 | . | . | 0.21 | . | . | . | . | 0 | . | . | . | . | 0 | . | . | . | . | 0 | . | . | . | . | 0 | . | . | . | . | 0 | . | . | . | . | 0 | . | . | . | . | 0 | . | . | . | . | 0 | . | . | . | . | 0 | . | . | . | . | 0 | . | . | . | . | 0 | . | . | . | . | 0 | . | . | . | . | 0 | . | . | . | . | 0 | . | . | . | . | 0 | . | . | . | . | 0 | 4.543 | 1.108 | 0 | 0 | 5.651 | 410 | 49 | 0 | 0 | 459 | 0.045 | 0.165 | 0 | 0 | 0.21
2023 | KY | 10171 | Kentucky Utilities Co | LGEE | DC | 18.331 | 3.652 | 0.1 | 0 | 22.083 | 2050 | 212 | 3 | 0 | 2265 | 6489.192 | 1029.091 | 9.7 | 0 | 7527.983 | . | . | . | . | 0 | . | . | . | . | 0 | . | . | . | . | 0 | . | . | . | . | 0 | 1.043 | 0.087 | 0 | 0 | 1.13 | 163 | 6 | 0 | 0 | 169 | . | . | . | . | 0 | . | . | . | . | 0 | . | . | . | . | 0 | . | . | . | . | 0 | 0.009 | 0.002 | 0 | 0 | 0.011 | 4 | 1 | 0 | 0 | 5 | 0 | 0.039 | 0 | 0 | 0.039 | 0 | 0 | 0.05 | 0 | 0.05 | 0 | 0 | 1 | 0 | 1 | 0 | 0 | 0 | 0 | 0 | 18.34 | 3.654 | 0.15 | 0 | 22.144 | 2054 | 213 | 4 | 0 | 2271 | 6489.192 | 1029.13 | 9.7 | 0 | 7528.022
2023 | KY | 11249 | Louisville Gas & Electric Co | LGEE | DC | 19.285 | 1.363 | 0 | 0 | 20.648 | 2463 | 73 | 0 | 0 | 2536 | 6298.273 | 265.428 | 0 | 0 | 6563.701 | . | . | . | . | 0 | . | . | . | . | 0 | . | . | . | . | 0 | . | . | . | . | 0 | 0.627 | 0.02 | 0 | 0 | 0.647 | 92 | 2 | 0 | 0 | 94 | . | . | . | . | 0 | . | . | . | . | 0 | . | . | . | . | 0 | . | . | . | . | 0 | 0.008 | 0.006 | 0 | 0 | 0.014 | 3 | 2 | 0 | 0 | 5 | 0.121 | 0.348 | 0 | 0 | 0.469 | . | . | . | . | 0 | . | . | . | . | 0 | . | . | . | . | 0 | 19.293 | 1.369 | 0 | 0 | 20.662 | 2466 | 75 | 0 | 0 | 2541 | 6298.394 | 265.776 | 0 | 0 | 6564.17
2023 | KY | 12243 | Meade County Rural E C C | MISO | AC | 1.4 | . | . | . | 1.4 | 153 | . | . | . | 153 | . | . | . | . | 0 | . | . | . | . | 0 | . | . | . | . | 0 | . | . | . | . | 0 | . | . | . | . | 0 | . | . | . | . | 0 | . | . | . | . | 0 | . | . | . | . | 0 | . | . | . | . | 0 | . | . | . | . | 0 | . | . | . | . | 0 | . | . | . | . | 0 | . | . | . | . | 0 | . | . | . | . | 0 | . | . | . | . | 0 | . | . | . | . | 0 | . | . | . | . | 0 | 1.4 | 0 | 0 | 0 | 1.4 | 153 | 0 | 0 | 0 | 153 | 0 | 0 | 0 | 0 | 0
2023 | KY | 13651 | Nolin Rural Electric Coop Corp | PJM | DC | 2.223 | 0.167 | 0 | 0 | 2.39 | 240 | 8 | 0 | 0 | 248 | 1.123 | 0.076 | 0 | . | 1.199 | . | . | . | . | 0 | . | . | . | . | 0 | . | . | . | . | 0 | . | . | . | . | 0 | 0.438 | 0.007 | . | . | 0.445 | 49 | 1 | . | . | 50 | . | . | . | . | 0 | . | . | . | . | 0 | . | . | . | . | 0 | . | . | . | . | 0 | . | . | . | . | 0 | . | . | . | . | 0 | . | . | . | . | 0 | . | . | . | . | 0 | . | . | . | . | 0 | . | . | . | . | 0 | 2.223 | 0.167 | 0 | 0 | 2.39 | 240 | 8 | 0 | 0 | 248 | 1.123 | 0.076 | 0 | 0 | 1.199
2023 | KY | 14251 | Owen Electric Coop Inc | PJM | AC | 3.107 | 0.243 | . | . | 3.35 | 385 | 3 | . | . | 388 | . | . | . | . | 0 | . | . | . | . | 0 | . | . | . | . | 0 | . | . | . | . | 0 | . | . | . | . | 0 | . | . | . | . | 0 | . | . | . | . | 0 | . | . | . | . | 0 | . | . | . | . | 0 | . | . | . | . | 0 | . | . | . | . | 0 | 0.001 | . | . | . | 0.001 | 1 | . | . | . | 1 | . | . | . | . | 0 | . | . | . | . | 0 | . | . | . | . | 0 | . | . | . | . | 0 | 3.108 | 0.243 | 0 | 0 | 3.351 | 386 | 3 | 0 | 0 | 389 | 0 | 0 | 0 | 0 | 0
2023 | KY | 14268 | City of Owensboro - (KY) | LGEE | DC | 0.234 | 1.201 | . | . | 1.435 | 31 | 15 | . | . | 46 | 113.48 | 311.55 | . | . | 425.03 | . | . | . | . | 0 | . | . | . | . | 0 | . | . | . | . | 0 | . | . | . | . | 0 | . | . | . | . | 0 | . | . | . | . | 0 | . | . | . | . | 0 | . | . | . | . | 0 | . | . | . | . | 0 | . | . | . | . | 0 | . | . | . | . | 0 | . | . | . | . | 0 | . | . | . | . | 0 | . | . | . | . | 0 | . | . | . | . | 0 | . | . | . | . | 0 | 0.234 | 1.201 | 0 | 0 | 1.435 | 31 | 15 | 0 | 0 | 46 | 113.48 | 311.55 | 0 | 0 | 425.03
2023 | KY | 16587 | Salt River Electric Coop Corp | PJM | AC | 2.43 | . | . | . | 2.43 | 242 | . | . | . | 242 | 1455.8 | . | . | . | 1455.8 | . | . | . | . | 0 | . | . | . | . | 0 | . | . | . | . | 0 | . | . | . | . | 0 | . | . | . | . | 0 | . | . | . | . | 0 | . | . | . | . | 0 | . | . | . | . | 0 | . | . | . | . | 0 | . | . | . | . | 0 | . | . | . | . | 0 | . | . | . | . | 0 | . | . | . | . | 0 | . | . | . | . | 0 | . | . | . | . | 0 | . | . | . | . | 0 | 2.43 | 0 | 0 | 0 | 2.43 | 242 | 0 | 0 | 0 | 242 | 1455.8 | 0 | 0 | 0 | 1455.8
2023 | KY | 17044 | Shelby Energy Coop, Inc - (KY) | PJM | AC | 1.46 | 0.024 | . | . | 1.484 | 140 | 1 | . | . | 141 | . | . | . | . | 0 | . | . | . | . | 0 | . | . | . | . | 0 | . | . | . | . | 0 | . | . | . | . | 0 | 0.186 | . | . | . | 0.186 | 26 | . | . | . | 26 | . | . | . | . | 0 | . | . | . | . | 0 | . | . | . | . | 0 | . | . | . | . | 0 | . | . | . | . | 0 | . | . | . | . | 0 | . | . | . | . | 0 | . | . | . | . | 0 | . | . | . | . | 0 | . | . | . | . | 0 | 1.46 | 0.024 | 0 | 0 | 1.484 | 140 | 1 | 0 | 0 | 141 | 0 | 0 | 0 | 0 | 0
2023 | KY | 17564 | South Kentucky Rural E C C | PJM | AC | 1.228 | 0.093 | 0.113 | . | 1.434 | 139 | 8 | 3 | . | 150 | 654.088 | 141.571 | 28.928 | . | 824.587 | . | . | . | . | 0 | . | . | . | . | 0 | . | . | . | . | 0 | . | . | . | . | 0 | . | . | . | . | 0 | . | . | . | . | 0 | . | . | . | . | 0 | . | . | . | . | 0 | . | . | . | . | 0 | . | . | . | . | 0 | . | . | . | . | 0 | . | . | . | . | 0 | . | . | . | . | 0 | . | . | . | . | 0 | . | . | . | . | 0 | . | . | . | . | 0 | 1.228 | 0.093 | 0.113 | 0 | 1.434 | 139 | 8 | 3 | 0 | 150 | 654.088 | 141.571 | 28.928 | 0 | 824.587
2023 | KY | 18498 | Taylor County Rural E C C | PJM | AC | 0.398 | . | . | . | 0.398 | 49 | . | . | . | 49 | . | . | . | . | 0 | . | . | . | . | 0 | . | . | . | . | 0 | . | . | . | . | 0 | . | . | . | . | 0 | . | . | . | . | 0 | . | . | . | . | 0 | . | . | . | . | 0 | . | . | . | . | 0 | . | . | . | . | 0 | . | . | . | . | 0 | 0.001 | . | . | . | 0.001 | 1 | . | . | . | 1 | . | . | . | . | 0 | . | . | . | . | 0 | . | . | . | . | 0 | . | . | . | . | 0 | 0.399 | 0 | 0 | 0 | 0.399 | 50 | 0 | 0 | 0 | 50 | 0 | 0 | 0 | 0 | 0
2023 | KY | 19446 | Duke Energy Kentucky | PJM | AC | 5.478 | 0.814 | 0.017 | . | 6.309 | 798 | 19 | 2 | . | 819 | . | . | . | . | 0 | . | . | . | . | 0 | . | . | . | . | 0 | . | . | . | . | 0 | . | . | . | . | 0 | . | . | . | . | 0 | . | . | . | . | 0 | . | . | . | . | 0 | . | . | . | . | 0 | . | . | . | . | 0 | . | . | . | . | 0 | . | . | . | . | 0 | . | . | . | . | 0 | . | . | . | . | 0 | . | . | . | . | 0 | . | . | . | . | 0 | . | . | . | . | 0 | 5.478 | 0.814 | 0.017 | 0 | 6.309 | 798 | 19 | 2 | 0 | 819 | 0 | 0 | 0 | 0 | 0
2023 | KY | 22053 | Kentucky Power Co | PJM | AC | 2.329 | 0.854 | 0.03 | . | 3.213 | 247 | 30 | 1 | . | 278 | 1298.295 | 200.164 | . | . | 1498.459 | 0 | 0 | 0 | . | 0 | 0 | 0 | 0 | . | 0 | 0 | 0 | 0 | . | 0 | 0 | 0 | 0 | . | 0 | 0.286 | 0 | 0.01 | . | 0.296 | 53 | 0 | 1 | . | 54 | 0.755 | 0 | 0.01 | . | 0.765 | 0 | 0 | 0 | . | 0 | 0 | 0 | 0 | . | 0 | 0 | 0 | 0 | . | 0 | 0 | 0 | 0 | . | 0 | 0 | 0 | 0 | . | 0 | 0 | 0 | 0 | . | 0 | 0 | 0 | 0 | . | 0 | 0 | 0 | 0 | . | 0 | 0 | 0 | 0 | . | 0 | 2.329 | 0.854 | 0.03 | 0 | 3.213 | 247 | 30 | 1 | 0 | 278 | 1298.295 | 200.164 | 0 | 0 | 1498.459
2023 | KY | 49998 | City of Berea Municipal Utility | LGEE | AC | 0.126 | 0.261 | 0 | 0 | 0.387 | 23 | 8 | 0 | 0 | 31 | 66.278 | 18.709 | 0 | 0 | 84.987 | 0 | 0 | 0 | 0 | 0 | 0 | 0 | 0 | 0 | 0 | 0 | 0 | 0 | 0 | 0 | 0 | 0 | 0 | 0 | 0 | 0 | 0 | 0 | 0 | 0 | 0 | 0 | 0 | 0 | 0 | 0 | 0 | 0 | 0 | 0 | 0 | 0 | 0 | 0 | 0 | 0 | 0 | 0 | 0 | 0 | 0 | 0 | 0 | 0 | 0 | 0 | 0 | 0 | 0 | 0 | 0 | 0 | 0 | 0 | 0 | 0 | 0 | 0 | 0 | 0 | 0 | 0 | . | 0 | 0 | 0 | 0 | 0 | 0 | 0 | 0 | 0 | 0 | 0 | 0 | 0.126 | 0.261 | 0 | 0 | 0.387 | 23 | 8 | 0 | 0 | 31 | 66.278 | 18.709 | 0 | 0 | 84.987
2023 | KY | 99999 | State Adjustment | LGEE |  | -6.601 | -1.084 | -0.017 | . | -7.703 | . | . | . | . | . | . | . | . | . | . | . | . | . | . | . | . | . | . | . | . | . | . | . | . | . | . | . | . | . | . | . | . | . | . | . | . | . | . | . | . | . | . | . | . | . | . | . | . | . | . | . | . | . | . | . | . | . | . | . | . | . | . | . | . | . | . | . | . | . | . | . | . | . | . | . | . | . | . | . | . | . | . | . | . | . | . | . | . | . | . | -6.601 | -1.084 | -0.017 | . | -7.703 | . | . | . | . | . | . | . | . | . | .
2023 | KY | 99999 | State Adjustment | PJM |  | -0.388 | -0.029 | 0 | . | -0.417 | . | . | . | . | . | . | . | . | . | . | . | . | . | . | . | . | . | . | . | . | . | . | . | . | . | . | . | . | . | . | . | . | . | . | . | . | . | . | . | . | . | . | . | . | . | . | . | . | . | . | . | . | . | . | . | . | . | . | . | . | . | . | . | . | . | . | . | . | . | . | . | . | . | . | . | . | . | . | . | . | . | . | . | . | . | . | . | . | . | . | -0.388 | -0.029 | 0 | . | -0.417 | . | . | . | . | . | . | . | . | . | .
2023 | LA | 298 | City of Alexandria - (LA) | MISO | AC | 0.599 | 0.475 | . | . | 1.074 | 66 | 15 | . | . | 81 | . | . | . | . | 0 | . | . | . | . | 0 | . | . | . | . | 0 | . | . | . | . | 0 | . | . | . | . | 0 | . | . | . | . | 0 | . | . | . | . | 0 | . | . | . | . | 0 | . | . | . | . | 0 | . | . | . | . | 0 | . | . | . | . | 0 | . | . | . | . | 0 | . | . | . | . | 0 | . | . | . | . | 0 | . | . | . | . | 0 | . | . | . | . | 0 | . | . | . | . | 0 | 0.599 | 0.475 | 0 | 0 | 1.074 | 66 | 15 | 0 | 0 | 81 | 0 | 0 | 0 | 0 | 0
2023 | LA | 1458 | Beauregard Electric Coop, Inc | MISO | AC | 2.534 | . | . | . | 2.534 | 356 | . | . | . | 356 | . | . | . | . | 0 | . | . | . | . | 0 | . | . | . | . | 0 | . | . | . | . | 0 | . | . | . | . | 0 | . | . | . | . | 0 | . | . | . | . | 0 | . | . | . | . | 0 | . | . | . | . | 0 | . | . | . | . | 0 | . | . | . | . | 0 | 0.009 | . | . | . | 0.009 | 2 | . | . | . | 2 | . | . | . | . | 0 | . | . | . | . | 0 | . | . | . | . | 0 | . | . | . | . | 0 | 2.543 | 0 | 0 | 0 | 2.543 | 358 | 0 | 0 | 0 | 358 | 0 | 0 | 0 | 0 | 0
2023 | LA | 3265 | Cleco Power LLC | MISO | AC | 20.768 | 1.463 | 0 | 0 | 22.231 | 3630 | 124 | 0 | 0 | 3754 | . | . | . | . | 0 | . | . | . | . | 0 | . | . | . | . | 0 | . | . | . | . | 0 | . | . | . | . | 0 | . | . | . | . | 0 | . | . | . | . | 0 | . | . | . | . | 0 | . | . | . | . | 0 | . | . | . | . | 0 | . | . | . | . | 0 | 0.008 | . | . | . | 0.008 | 4 | . | . | . | 4 | . | . | . | . | 0 | . | . | . | . | 0 | . | . | . | . | 0 | . | . | . | . | 0 | 20.776 | 1.463 | 0 | 0 | 22.239 | 3634 | 124 | 0 | 0 | 3758 | 0 | 0 | 0 | 0 | 0
2023 | LA | 3641 | Claiborne Electric Coop, Inc | MISO | AC | 0.693 | . | . | . | 0.693 | 97 | . | . | . | 97 | . | . | . | . | 0 | . | . | . | . | 0 | . | . | . | . | 0 | . | . | . | . | 0 | . | . | . | . | 0 | . | . | . | . | 0 | . | . | . | . | 0 | . | . | . | . | 0 | . | . | . | . | 0 | . | . | . | . | 0 | . | . | . | . | 0 | . | . | . | . | 0 | . | . | . | . | 0 | . | . | . | . | 0 | . | . | . | . | 0 | . | . | . | . | 0 | . | . | . | . | 0 | 0.693 | 0 | 0 | 0 | 0.693 | 97 | 0 | 0 | 0 | 97 | 0 | 0 | 0 | 0 | 0
2023 | LA | 4153 | Concordia Electric Coop, Inc | MISO | DC | 0.272 | . | . | . | 0.272 | 36 | . | . | . | 36 | 74.782 | . | . | . | 74.782 | . | . | . | . | 0 | . | . | . | . | 0 | . | . | . | . | 0 | . | . | . | . | 0 | . | . | . | . | 0 | . | . | . | . | 0 | . | . | . | . | 0 | . | . | . | . | 0 | . | . | . | . | 0 | . | . | . | . | 0 | . | . | . | . | 0 | . | . | . | . | 0 | . | . | . | . | 0 | . | . | . | . | 0 | . | . | . | . | 0 | . | . | . | . | 0 | 0.272 | 0 | 0 | 0 | 0.272 | 36 | 0 | 0 | 0 | 36 | 74.782 | 0 | 0 | 0 | 74.782
2023 | LA | 5202 | Dixie Electric Membership Corp - (LA) | MISO | AC | 7.749 | 0.181 | . | . | 7.93 | 1178 | 28 | . | . | 1206 | 2914.539 | . | . | . | 2914.539 | . | . | . | . | 0 | . | . | . | . | 0 | . | . | . | . | 0 | . | . | . | . | 0 | . | . | . | . | 0 | . | . | . | . | 0 | . | . | . | . | 0 | . | . | . | . | 0 | . | . | . | . | 0 | . | . | . | . | 0 | . | . | . | . | 0 | . | . | . | . | 0 | . | . | . | . | 0 | . | . | . | . | 0 | . | . | . | . | 0 | . | . | . | . | 0 | 7.749 | 0.181 | 0 | 0 | 7.93 | 1178 | 28 | 0 | 0 | 1206 | 2914.539 | 0 | 0 | 0 | 2914.539
2023 | LA | 9096 | City of Lafayette - (LA) | MISO | AC | 2.107 | 0.272 | . | . | 2.379 | 335 | 27 | . | . | 362 | 964.249 | 122.225 | . | . | 1086.474 | . | . | . | . | 0 | . | . | . | . | 0 | . | . | . | . | 0 | . | . | . | . | 0 | . | . | . | . | 0 | . | . | . | . | 0 | . | . | . | . | 0 | . | . | . | . | 0 | . | . | . | . | 0 | . | . | . | . | 0 | . | . | . | . | 0 | . | . | . | . | 0 | . | . | . | . | 0 | . | . | . | . | 0 | . | . | . | . | 0 | . | . | . | . | 0 | 2.107 | 0.272 | 0 | 0 | 2.379 | 335 | 27 | 0 | 0 | 362 | 964.249 | 122.225 | 0 | 0 | 1086.474
2023 | LA | 9682 | Jefferson Davis Elec Coop, Inc | MISO | AC | 0.575 | 0.05 | . | . | 0.625 | 70 | 1 | . | . | 71 | . | . | . | . | 0 | . | . | . | . | 0 | . | . | . | . | 0 | . | . | . | . | 0 | . | . | . | . | 0 | . | . | . | . | 0 | . | . | . | . | 0 | . | . | . | . | 0 | . | . | . | . | 0 | . | . | . | . | 0 | . | . | . | . | 0 | . | . | . | . | 0 | . | . | . | . | 0 | . | . | . | . | 0 | . | . | . | . | 0 | . | . | . | . | 0 | . | . | . | . | 0 | 0.575 | 0.05 | 0 | 0 | 0.625 | 70 | 1 | 0 | 0 | 71 | 0 | 0 | 0 | 0 | 0
2023 | LA | 11241 | Entergy Louisiana LLC | MISO | DC | 83.243 | 8.009 | 0.097 | . | 91.349 | 12832 | 585 | 4 | . | 13421 | . | . | . | . | 0 | . | . | . | . | 0 | . | . | . | . | 0 | . | . | . | . | 0 | . | . | . | . | 0 | . | . | . | . | 0 | . | . | . | . | 0 | . | . | . | . | 0 | . | . | . | . | 0 | . | . | . | . | 0 | . | . | . | . | 0 | . | . | . | . | 0 | . | . | . | . | 0 | . | . | . | . | 0 | . | . | . | . | 0 | . | . | . | . | 0 | . | . | . | . | 0 | 83.243 | 8.009 | 0.097 | 0 | 91.349 | 12832 | 585 | 4 | 0 | 13421 | 0 | 0 | 0 | 0 | 0
2023 | LA | 13228 | City of Natchitoches | MISO | AC | 0.36 | . | . | . | 0.36 | 46 | . | . | . | 46 | 0 | . | . | . | 0 | . | . | . | . | 0 | . | . | . | . | 0 | . | . | . | . | 0 | . | . | . | . | 0 | . | . | . | . | 0 | . | . | . | . | 0 | . | . | . | . | 0 | . | . | . | . | 0 | . | . | . | . | 0 | . | . | . | . | 0 | . | . | . | . | 0 | . | . | . | . | 0 | . | . | . | . | 0 | . | . | . | . | 0 | . | . | . | . | 0 | . | . | . | . | 0 | 0.36 | 0 | 0 | 0 | 0.36 | 46 | 0 | 0 | 0 | 46 | 0 | 0 | 0 | 0 | 0
2023 | LA | 13478 | Entergy New Orleans, LLC | MISO | DC | 54.758 | 1.869 | . | . | 56.627 | 9460 | 77 | . | . | 9537 | . | . | . | . | 0 | . | . | . | . | 0 | . | . | . | . | 0 | . | . | . | . | 0 | . | . | . | . | 0 | . | . | . | . | 0 | . | . | . | . | 0 | . | . | . | . | 0 | . | . | . | . | 0 | . | . | . | . | 0 | . | . | . | . | 0 | . | . | . | . | 0 | . | . | . | . | 0 | . | . | . | . | 0 | . | . | . | . | 0 | . | . | . | . | 0 | . | . | . | . | 0 | 54.758 | 1.869 | 0 | 0 | 56.627 | 9460 | 77 | 0 | 0 | 9537 | 0 | 0 | 0 | 0 | 0
2023 | LA | 13783 | Northeast Louisiana Power Coop Inc. | MISO | DC | 0.09 | . | . | . | 0.09 | 56 | . | . | . | 56 | . | . | . | . | 0 | . | . | . | . | 0 | . | . | . | . | 0 | . | . | . | . | 0 | . | . | . | . | 0 | . | . | . | . | 0 | . | . | . | . | 0 | . | . | . | . | 0 | . | . | . | . | 0 | . | . | . | . | 0 | . | . | . | . | 0 | . | . | . | . | 0 | . | . | . | . | 0 | . | . | . | . | 0 | . | . | . | . | 0 | . | . | . | . | 0 | . | . | . | . | 0 | 0.09 | 0 | 0 | 0 | 0.09 | 56 | 0 | 0 | 0 | 56 | 0 | 0 | 0 | 0 | 0
2023 | LA | 14424 | Panola-Harrison Elec Coop, Inc | SWPP | DC | 0.688 | . | . | . | 0.688 | 96 | . | . | . | 96 | . | . | . | . | 0 | . | . | . | . | 0 | . | . | . | . | 0 | . | . | . | . | 0 | . | . | . | . | 0 | . | . | . | . | 0 | . | . | . | . | 0 | . | . | . | . | 0 | . | . | . | . | 0 | . | . | . | . | 0 | . | . | . | . | 0 | . | . | . | . | 0 | . | . | . | . | 0 | . | . | . | . | 0 | . | . | . | . | 0 | . | . | . | . | 0 | . | . | . | . | 0 | 0.688 | 0 | 0 | 0 | 0.688 | 96 | 0 | 0 | 0 | 96 | 0 | 0 | 0 | 0 | 0
2023 | LA | 15175 | Pointe Coupee Elec Member Corp | MISO | DC | 0.508 | 0.309 | . | . | 0.817 | 69 | 2 | . | . | 71 | . | . | . | . | 0 | . | . | . | . | 0 | . | . | . | . | 0 | . | . | . | . | 0 | . | . | . | . | 0 | . | . | . | . | 0 | . | . | . | . | 0 | . | . | . | . | 0 | . | . | . | . | 0 | . | . | . | . | 0 | . | . | . | . | 0 | . | . | . | . | 0 | . | . | . | . | 0 | . | . | . | . | 0 | . | . | . | . | 0 | . | . | . | . | 0 | . | . | . | . | 0 | 0.508 | 0.309 | 0 | 0 | 0.817 | 69 | 2 | 0 | 0 | 71 | 0 | 0 | 0 | 0 | 0
2023 | LA | 16463 | City of Ruston - (LA) | MISO | AC | 0.054 | . | . | . | 0.054 | 6 | . | . | . | 6 | . | . | . | . | 0 | . | . | . | . | 0 | . | . | . | . | 0 | . | . | . | . | 0 | . | . | . | . | 0 | . | . | . | . | 0 | . | . | . | . | 0 | . | . | . | . | 0 | . | . | . | . | 0 | . | . | . | . | 0 | . | . | . | . | 0 | . | . | . | . | 0 | . | . | . | . | 0 | . | . | . | . | 0 | . | . | . | . | 0 | . | . | . | . | 0 | . | . | . | . | 0 | 0.054 | 0 | 0 | 0 | 0.054 | 6 | 0 | 0 | 0 | 6 | 0 | 0 | 0 | 0 | 0
2023 | LA | 17565 | South Louisiana Elec Coop Assn | MISO | DC | 1.218 | 0.041 | . | . | 1.259 | 159 | 9 | . | . | 168 | . | . | . | . | 0 | . | . | . | . | 0 | . | . | . | . | 0 | . | . | . | . | 0 | . | . | . | . | 0 | . | . | . | . | 0 | . | . | . | . | 0 | . | . | . | . | 0 | . | . | . | . | 0 | . | . | . | . | 0 | . | . | . | . | 0 | . | . | . | . | 0 | . | . | . | . | 0 | . | . | . | . | 0 | . | . | . | . | 0 | . | . | . | . | 0 | . | . | . | . | 0 | 1.218 | 0.041 | 0 | 0 | 1.259 | 159 | 9 | 0 | 0 | 168 | 0 | 0 | 0 | 0 | 0
2023 | LA | 17684 | Southwest Louisiana E M C | MISO | AC | 6.333 | . | . | . | 6.333 | 926 | . | . | . | 926 | 0 | . | . | . | 0 | 0 | . | . | . | 0 | 0 | . | . | . | 0 | 0 | . | . | . | 0 | 0 | . | . | . | 0 | . | . | . | . | 0 | . | . | . | . | 0 | . | . | . | . | 0 | . | . | . | . | 0 | . | . | . | . | 0 | . | . | . | . | 0 | 0.001 | . | . | . | 0.001 | 1 | . | . | . | 1 | 0 | . | . | . | 0 | 0 | . | . | . | 0 | 0 | . | . | . | 0 | 0 | . | . | . | 0 | 6.334 | 0 | 0 | 0 | 6.334 | 927 | 0 | 0 | 0 | 927 | 0 | 0 | 0 | 0 | 0
2023 | LA | 17698 | Southwestern Electric Power Co | SWPP | AC | 7.824 | 1.591 | 0.006 | . | 9.421 | 1386 | 103 | 1 | . | 1490 | 2646.412 | 98.032 | 13.469 | . | 2757.913 | . | . | . | . | 0 | . | . | . | . | 0 | . | . | . | . | 0 | . | . | . | . | 0 | 0.01 | . | . | . | 0.01 | 1 | . | . | . | 1 | 0.148 | . | . | . | 0.148 | . | . | . | . | 0 | . | . | . | . | 0 | . | . | . | . | 0 | . | . | . | . | 0 | . | . | . | . | 0 | . | . | . | . | 0 | . | . | . | . | 0 | . | . | . | . | 0 | . | . | . | . | 0 | 7.824 | 1.591 | 0.006 | 0 | 9.421 | 1386 | 103 | 1 | 0 | 1490 | 2646.412 | 98.032 | 13.469 | 0 | 2757.913
2023 | LA | 21567 | Washington-St Tammany E C, Inc | MISO | AC | 3.911 | 0.207 | . | . | 4.118 | 656 | 9 | . | . | 665 | . | . | . | . | 0 | . | . | . | . | 0 | . | . | . | . | 0 | . | . | . | . | 0 | . | . | . | . | 0 | . | . | . | . | 0 | . | . | . | . | 0 | . | . | . | . | 0 | . | . | . | . | 0 | . | . | . | . | 0 | . | . | . | . | 0 | . | . | . | . | 0 | . | . | . | . | 0 | . | . | . | . | 0 | . | . | . | . | 0 | . | . | . | . | 0 | . | . | . | . | 0 | 3.911 | 0.207 | 0 | 0 | 4.118 | 656 | 9 | 0 | 0 | 665 | 0 | 0 | 0 | 0 | 0
2023 | LA | 99999 | State Adjustment | MISO |  | -24.257 | -1.784 | -0.017 | . | -26.057 | . | . | . | . | . | . | . | . | . | . | . | . | . | . | . | . | . | . | . | . | . | . | . | . | . | . | . | . | . | . | . | . | . | . | . | . | . | . | . | . | . | . | . | . | . | . | . | . | . | . | . | . | . | . | . | . | . | . | . | . | . | . | . | . | . | . | . | . | . | . | . | . | . | . | . | . | . | . | . | . | . | . | . | . | . | . | . | . | . | . | -24.257 | -1.784 | -0.017 | . | -26.057 | . | . | . | . | . | . | . | . | . | .
2023 | LA | 99999 | State Adjustment | SWPP |  | -0.12 | . | . | . | -0.12 | . | . | . | . | . | . | . | . | . | . | . | . | . | . | . | . | . | . | . | . | . | . | . | . | . | . | . | . | . | . | . | . | . | . | . | . | . | . | . | . | . | . | . | . | . | . | . | . | . | . | . | . | . | . | . | . | . | . | . | . | . | . | . | . | . | . | . | . | . | . | . | . | . | . | . | . | . | . | . | . | . | . | . | . | . | . | . | . | . | . | -0.12 | . | . | . | -0.12 | . | . | . | . | . | . | . | . | . | .
2023 | MA | 2144 | Town of Braintree - (MA) | ISNE | DC | 0.297 | 1.068 | . | . | 1.365 | 37 | 9 | . | . | 46 | . | . | . | . | 0 | . | . | . | . | 0 | . | . | . | . | 0 | . | . | . | . | 0 | . | . | . | . | 0 | 0.007 | . | . | . | 0.007 | 1 | . | . | . | 1 | . | . | . | . | 0 | . | . | . | . | 0 | . | . | . | . | 0 | . | . | . | . | 0 | . | . | . | . | 0 | . | . | . | . | 0 | . | . | . | . | 0 | 0.003 | . | . | . | 0.003 | 2 | . | . | . | 2 | . | . | . | . | 0 | 0.3 | 1.068 | 0 | 0 | 1.368 | 39 | 9 | 0 | 0 | 48 | 0 | 0 | 0 | 0 | 0
2023 | MA | 3477 | City of Chicopee - (MA) | ISNE | AC | 0.264 | 0.668 | 0.75 | . | 1.682 | 39 | 8 | 1 | . | 48 | . | . | . | . | 0 | . | . | . | . | 0 | . | . | . | . | 0 | . | . | . | . | 0 | . | . | . | . | 0 | 0.021 | . | . | . | 0.021 | 1 | . | . | . | 1 | 0.021 | . | . | . | 0.021 | . | . | . | . | 0 | . | . | . | . | 0 | . | . | . | . | 0 | . | . | . | . | 0 | . | . | . | . | 0 | . | . | . | . | 0 | . | . | . | . | 0 | . | . | . | . | 0 | . | . | . | . | 0 | 0.264 | 0.668 | 0.75 | 0 | 1.682 | 39 | 8 | 1 | 0 | 48 | 0 | 0 | 0 | 0 | 0
2023 | MA | 5480 | Town of Danvers | ISNE | AC | 0.45 | 0.225 | 1.531 | . | 2.206 | 62 | 2 | 4 | . | 68 | . | . | . | . | 0 | . | . | . | . | 0 | . | . | . | . | 0 | . | . | . | . | 0 | . | . | . | . | 0 | . | . | . | . | 0 | . | . | . | . | 0 | . | . | . | . | 0 | . | . | . | . | 0 | . | . | . | . | 0 | . | . | . | . | 0 | . | . | . | . | 0 | . | . | . | . | 0 | . | . | . | . | 0 | . | . | . | . | 0 | . | . | . | . | 0 | . | . | . | . | 0 | 0.45 | 0.225 | 1.531 | 0 | 2.206 | 62 | 2 | 4 | 0 | 68 | 0 | 0 | 0 | 0 | 0
2023 | MA | 6374 | Fitchburg Gas & Elec Light Co | ISNE | AC | 19.635 | 2.129 | 0.991 | . | 22.755 | 2940 | 36 | 5 | . | 2981 | 2925.487 | 335.421 | . | . | 3260.908 | . | 5.35 | . | . | 5.35 | . | 3 | . | . | 3 | 0.4 | 5.705 | . | . | 6.105 | 45 | 30 | . | . | 75 | 0.121 | . | . | . | 0.121 | 18 | . | . | . | 18 | 0.22 | . | . | . | 0.22 | . | . | . | . | 0 | . | . | . | . | 0 | . | . | . | . | 0 | . | . | . | . | 0 | . | . | . | . | 0 | . | . | . | . | 0 | 0.002 | . | . | . | 0.002 | 2 | . | . | . | 2 | . | . | . | . | 0 | 20.037 | 13.184 | 0.991 | 0 | 34.212 | 2987 | 69 | 5 | 0 | 3061 | 2925.487 | 335.421 | 0 | 0 | 3260.908
2023 | MA | 8774 | City of Holyoke - (MA) | ISNE | DC | 0.088 | 0.021 | . | . | 0.109 | 12 | 3 | . | . | 15 | . | . | . | . | 0 | . | . | . | . | 0 | . | . | . | . | 0 | . | . | . | . | 0 | . | . | . | . | 0 | . | . | . | . | 0 | . | . | . | . | 0 | . | . | . | . | 0 | . | . | . | . | 0 | . | . | . | . | 0 | . | . | . | . | 0 | . | . | . | . | 0 | . | . | . | . | 0 | . | . | . | . | 0 | . | . | . | . | 0 | . | . | . | . | 0 | . | . | . | . | 0 | 0.088 | 0.021 | 0 | 0 | 0.109 | 12 | 3 | 0 | 0 | 15 | 0 | 0 | 0 | 0 | 0
2023 | MA | 11085 | Town of Littleton - (MA) | ISNE | AC | 0.705 | 0.493 | 0 | . | 1.198 | 105 | 5 | 0 | . | 110 | . | . | . | . | 0 | . | . | . | . | 0 | . | . | . | . | 0 | . | . | . | . | 0 | . | . | . | . | 0 | . | . | . | . | 0 | . | . | . | . | 0 | . | . | . | . | 0 | . | . | . | . | 0 | . | . | . | . | 0 | . | . | . | . | 0 | . | . | . | . | 0 | . | . | . | . | 0 | . | . | . | . | 0 | . | . | . | . | 0 | . | . | . | . | 0 | . | . | . | . | 0 | 0.705 | 0.493 | 0 | 0 | 1.198 | 105 | 5 | 0 | 0 | 110 | 0 | 0 | 0 | 0 | 0
2023 | MA | 11586 | Town of Mansfield - (MA) | ISNE | AC | 0.328 | . | 1.832 | . | 2.16 | 44 | . | 6 | . | 50 | . | . | . | . | 0 | . | . | . | . | 0 | . | . | . | . | 0 | . | . | . | . | 0 | . | . | . | . | 0 | . | . | . | . | 0 | . | . | . | . | 0 | . | . | . | . | 0 | . | . | . | . | 0 | . | . | . | . | 0 | . | . | . | . | 0 | . | . | . | . | 0 | . | . | . | . | 0 | . | . | . | . | 0 | . | . | . | . | 0 | . | . | . | . | 0 | . | . | . | . | 0 | 0.328 | 0 | 1.832 | 0 | 2.16 | 44 | 0 | 6 | 0 | 50 | 0 | 0 | 0 | 0 | 0
2023 | MA | 11804 | Massachusetts Electric Co | ISNE | AC | 597.401 | 691.572 | 0.107 | . | 1289.08 | 90765 | 2437 | 7 | . | 93209 | . | . | . | . | 0 | . | . | . | . | 0 | . | . | . | . | 0 | . | . | . | . | 0 | . | . | . | . | 0 | 0.472 | . | . | . | 0.472 | 67 | . | . | . | 67 | . | . | . | . | 0 | . | . | . | . | 0 | . | . | . | . | 0 | . | . | . | . | 0 | 0.194 | 21.187 | . | . | 21.381 | 29 | 23 | . | . | 52 | . | . | . | . | 0 | 0.169 | 4.525 | . | . | 4.694 | 66 | 25 | . | . | 91 | . | . | . | . | 0 | 597.764 | 717.284 | 0.107 | 0 | 1315.155 | 90860 | 2485 | 7 | 0 | 93352 | 0 | 0 | 0 | 0 | 0
2023 | MA | 12473 | Town of Middleborough - (MA) | ISNE | AC | 0.839 | 0.06 | . | . | 0.899 | 103 | 6 | . | . | 109 | 45.015 | . | . | . | 45.015 | . | . | . | . | 0 | . | . | . | . | 0 | . | . | . | . | 0 | . | . | . | . | 0 | . | . | . | . | 0 | . | . | . | . | 0 | . | . | . | . | 0 | . | . | . | . | 0 | . | . | . | . | 0 | . | . | . | . | 0 | . | . | . | . | 0 | . | . | . | . | 0 | . | . | . | . | 0 | . | . | . | . | 0 | . | . | . | . | 0 | . | . | . | . | 0 | 0.839 | 0.06 | 0 | 0 | 0.899 | 103 | 6 | 0 | 0 | 109 | 45.015 | 0 | 0 | 0 | 45.015
2023 | MA | 13206 | Nantucket Electric Co | ISNE | AC | 2.762 | 1.146 | . | . | 3.908 | 245 | 34 | . | . | 279 | . | . | . | . | 0 | . | . | . | . | 0 | . | . | . | . | 0 | . | . | . | . | 0 | . | . | . | . | 0 | . | . | . | . | 0 | . | . | . | . | 0 | . | . | . | . | 0 | . | . | . | . | 0 | . | . | . | . | 0 | . | . | . | . | 0 | 0.001 | 0.4 | . | . | 0.401 | 1 | 2 | . | . | 3 | . | . | . | . | 0 | . | . | . | . | 0 | . | . | . | . | 0 | . | . | . | . | 0 | 2.763 | 1.546 | 0 | 0 | 4.309 | 246 | 36 | 0 | 0 | 282 | 0 | 0 | 0 | 0 | 0
2023 | MA | 13679 | Town of North Attleborough - (MA) | ISNE | AC | 0.246 | 0.317 | 0.675 | . | 1.238 | 36 | 2 | 4 | . | 42 | . | . | . | . | 0 | . | . | . | . | 0 | . | . | . | . | 0 | . | . | . | . | 0 | . | . | . | . | 0 | 0.122 | . | . | . | 0.122 | 6 | . | . | . | 6 | . | . | . | . | 0 | . | . | . | . | 0 | . | . | . | . | 0 | . | . | . | . | 0 | . | . | . | . | 0 | . | . | . | . | 0 | . | . | . | . | 0 | . | . | . | . | 0 | . | . | . | . | 0 | . | . | . | . | 0 | 0.246 | 0.317 | 0.675 | 0 | 1.238 | 36 | 2 | 4 | 0 | 42 | 0 | 0 | 0 | 0 | 0
2023 | MA | 14605 | City of Peabody - (MA) | ISNE | AC | 0.27 | 0.27 | . | . | 0.54 | 42 | 5 | . | . | 47 | . | . | . | . | 0 | . | . | . | . | 0 | . | . | . | . | 0 | . | . | . | . | 0 | . | . | . | . | 0 | . | . | . | . | 0 | . | . | . | . | 0 | . | . | . | . | 0 | . | . | . | . | 0 | . | . | . | . | 0 | . | . | . | . | 0 | . | . | . | . | 0 | . | . | . | . | 0 | . | . | . | . | 0 | . | . | . | . | 0 | . | . | . | . | 0 | . | . | . | . | 0 | 0.27 | 0.27 | 0 | 0 | 0.54 | 42 | 5 | 0 | 0 | 47 | 0 | 0 | 0 | 0 | 0
2023 | MA | 15748 | Town of Reading - (MA) | ISNE | AC | 2.064 | 2.529 | . | . | 4.593 | 263 | 22 | . | . | 285 | 1093.043 | 475.821 | . | . | 1568.864 | . | . | . | . | 0 | . | . | . | . | 0 | . | . | . | . | 0 | . | . | . | . | 0 | 0.205 | . | . | . | 0.205 | 20 | . | . | . | 20 | 0.41 | . | . | . | 0.41 | 0 | . | . | . | 0 | . | . | . | . | 0 | . | . | . | . | 0 | . | . | . | . | 0 | . | . | . | . | 0 | . | . | . | . | 0 | . | . | . | . | 0 | . | . | . | . | 0 | . | . | . | . | 0 | 2.064 | 2.529 | 0 | 0 | 4.593 | 263 | 22 | 0 | 0 | 285 | 1093.043 | 475.821 | 0 | 0 | 1568.864
2023 | MA | 17127 | Town of Shrewsbury - (MA) | ISNE | AC | 1.388 | 0.157 | . | . | 1.545 | 162 | 4 | . | . | 166 | . | . | . | . | 0 | 0 | 0 | . | . | 0 | 0 | 0 | . | . | 0 | 0 | 0 | . | . | 0 | 0 | 0 | . | . | 0 | 0.076 | 0 | . | . | 0.076 | 10 | 0 | . | . | 10 | 0.139 | 0 | . | . | 0.139 | 0 | 0 | . | . | 0 | 0 | 0 | . | . | 0 | 0 | 0 | . | . | 0 | 0 | 0 | . | . | 0 | 0 | 0 | . | . | 0 | . | . | . | . | 0 | 0 | 0 | . | . | 0 | 0 | 0 | . | . | 0 | . | . | . | . | 0 | 1.388 | 0.157 | 0 | 0 | 1.545 | 162 | 4 | 0 | 0 | 166 | 0 | 0 | 0 | 0 | 0
2023 | MA | 18087 | Town of Sterling - (MA) | ISNE | AC | 0.285 | 0.075 | 4 | 0 | 4.36 | 40 | 4 | 3 | 0 | 47 | 0 | 0 | 0 | 0 | 0 | 0 | 0 | 0 | 0 | 0 | 0 | 0 | 0 | 0 | 0 | 0 | 0 | 0 | 0 | 0 | 0 | 0 | 0 | 0 | 0 | 0.01 | 0 | 3 | 0 | 3.01 | 1 | 0 | 2 | 0 | 3 | 0 | 0 | . | 0 | 0 | 0 | 0 | 0 | 0 | 0 | 0 | 0 | 0 | 0 | 0 | 0 | 0 | . | 0 | 0 | 0 | 0 | 0 | 0 | 0 | 0 | 0 | 0 | 0 | 0 | 0 | 0 | 0 | 0 | 0 | 0 | 0 | 0 | 0 | 0 | 0 | 0 | 0 | 0 | 0 | 0 | 0 | 0 | 0 | 0 | 0.285 | 0.075 | 4 | 0 | 4.36 | 40 | 4 | 3 | 0 | 47 | 0 | 0 | 0 | 0 | 0
2023 | MA | 18488 | City of Taunton | ISNE | AC | 3.02 | 4.948 | . | . | 7.968 | 410 | 29 | . | . | 439 | . | . | . | . | 0 | . | . | . | . | 0 | . | . | . | . | 0 | . | . | . | . | 0 | . | . | . | . | 0 | . | . | . | . | 0 | . | . | . | . | 0 | . | . | . | . | 0 | . | . | . | . | 0 | . | . | . | . | 0 | . | . | . | . | 0 | . | . | . | . | 0 | . | . | . | . | 0 | . | . | . | . | 0 | . | . | . | . | 0 | . | . | . | . | 0 | . | . | . | . | 0 | 3.02 | 4.948 | 0 | 0 | 7.968 | 410 | 29 | 0 | 0 | 439 | 0 | 0 | 0 | 0 | 0
2023 | MA | 20310 | Town of Wellesley - (MA) | ISNE | AC | 1.054 | 1.013 | . | . | 2.067 | 149 | 15 | . | . | 164 | . | . | . | . | 0 | . | . | . | . | 0 | . | . | . | . | 0 | . | . | . | . | 0 | . | . | . | . | 0 | . | . | . | . | 0 | . | . | . | . | 0 | . | . | . | . | 0 | . | . | . | . | 0 | . | . | . | . | 0 | . | . | . | . | 0 | . | . | . | . | 0 | . | . | . | . | 0 | . | . | . | . | 0 | . | . | . | . | 0 | . | . | . | . | 0 | . | . | . | . | 0 | 1.054 | 1.013 | 0 | 0 | 2.067 | 149 | 15 | 0 | 0 | 164 | 0 | 0 | 0 | 0 | 0
2023 | MA | 54913 | NSTAR Electric Company | ISNE | AC | 519.665 | 701.82 | 71.945 | . | 1293.43 | 63834 | 1715 | 182 | . | 65731 | 12109.138 | . | 515.029 | . | 12624.167 | . | . | . | . | 0 | . | . | . | . | 0 | . | . | . | . | 0 | . | . | . | . | 0 | 18.748 | 118.565 | 1.15 | . | 138.463 | 1697 | 93 | 5 | . | 1795 | . | . | . | . | 0 | 1.581 | . | . | . | 1.581 | 202 | . | . | . | 202 | . | . | . | . | 0 | 0.556 | 32.341 | 4.16 | . | 37.057 | 82 | 26 | 3 | . | 111 | 3.373 | 4012.165 | . | . | 4015.538 | 0.874 | 4.297 | 76.965 | . | 82.136 | 3 | 9 | 188 | . | 200 | . | . | 515.029 | . | 515.029 | 521.095 | 738.458 | 153.07 | 0 | 1412.623 | 63919 | 1750 | 373 | 0 | 66042 | 12112.511 | 4012.165 | 1030.058 | 0 | 17154.734
2023 | MA | 99999 | State Adjustment | ISNE |  | 7.634 | 2.12 | 2.525 | . | 12.279 | . | . | . | . | . | . | . | . | . | . | . | . | . | . | . | . | . | . | . | . | . | . | . | . | . | . | . | . | . | . | . | . | . | . | . | . | . | . | . | . | . | . | . | . | . | . | . | . | . | . | . | . | . | . | . | . | . | . | . | . | . | . | . | . | . | . | . | . | . | . | . | . | . | . | . | . | . | . | . | . | . | . | . | . | . | . | . | . | . | . | 7.634 | 2.12 | 2.525 | . | 12.279 | . | . | . | . | . | . | . | . | . | .
2023 | MD | 1167 | Baltimore Gas & Electric Co | PJM | AC | 343.337 | 82.558 | 0 | 0 | 425.895 | 44240 | 925 | 0 | 0 | 45165 | . | . | . | . | 0 | 0 | 124.268 | 0 | 0 | 124.268 | 0 | 799 | 0 | 0 | 799 | 0 | 24.134 | 0 | 0 | 24.134 | 0 | 756 | 0 | 0 | 756 | . | . | . | . | 0 | . | . | . | . | 0 | . | . | . | . | 0 | . | . | . | . | 0 | . | . | . | . | 0 | . | . | . | . | 0 | 0.079 | 0.022 | 0 | 0 | 0.101 | 22 | 5 | 0 | 0 | 27 | . | . | . | . | 0 | . | . | . | . | 0 | . | . | . | . | 0 | . | . | . | . | 0 | 343.416 | 230.982 | 0 | 0 | 574.398 | 44262 | 2485 | 0 | 0 | 46747 | 0 | 0 | 0 | 0 | 0
2023 | MD | 3503 | Choptank Electric Cooperative, Inc | PJM | AC | 14.505 | 3.904 | 1.5 | . | 19.909 | 1346 | 53 | 1 | . | 1400 | . | . | . | . | 0 | 0 | 0 | 2 | . | 2 | 0 | 0 | 2 | . | 2 | 0.793 | 8.275 | 0.3 | . | 9.368 | 27 | 37 | 1 | . | 65 | . | . | . | . | 0 | . | . | . | . | 0 | . | . | . | . | 0 | . | . | . | . | 0 | . | . | . | . | 0 | . | . | . | . | 0 | 0.053 | 0 | 0.3 | . | 0.353 | 10 | 0 | 1 | . | 11 | . | . | . | . | 0 | 0 | 0.03 | 0 | . | 0.03 | 0 | 1 | 0 | . | 1 | . | . | . | . | 0 | 15.351 | 12.209 | 4.1 | 0 | 31.66 | 1383 | 91 | 5 | 0 | 1479 | 0 | 0 | 0 | 0 | 0
2023 | MD | 5027 | Delmarva Power | PJM | AC | 58.895 | 35.962 | 2.765 | 0 | 97.622 | 6243 | 234 | 3 | 0 | 6480 | . | . | . | . | 0 | . | . | . | . | 0 | . | . | . | . | 0 | . | . | . | . | 0 | . | . | . | . | 0 | . | . | . | . | 0 | . | . | . | . | 0 | . | . | . | . | 0 | . | . | . | . | 0 | . | . | . | . | 0 | . | . | . | . | 0 | 0.103 | 0.812 | 0 | 0 | 0.915 | 18 | 4 | 0 | 0 | 22 | . | . | . | . | 0 | . | . | . | . | 0 | . | . | . | . | 0 | . | . | . | . | 0 | 58.998 | 36.774 | 2.765 | 0 | 98.537 | 6261 | 238 | 3 | 0 | 6502 | 0 | 0 | 0 | 0 | 0
2023 | MD | 5625 | Easton Utilities Comm | PJM | AC | 0.27 | 3.117 | . | . | 3.387 | 42 | 18 | . | . | 60 | . | . | . | . | 0 | . | . | . | . | 0 | . | . | . | . | 0 | . | . | . | . | 0 | . | . | . | . | 0 | . | . | . | . | 0 | . | . | . | . | 0 | . | . | . | . | 0 | . | . | . | . | 0 | . | . | . | . | 0 | . | . | . | . | 0 | . | . | . | . | 0 | . | . | . | . | 0 | . | . | . | . | 0 | . | . | . | . | 0 | . | . | . | . | 0 | . | . | . | . | 0 | 0.27 | 3.117 | 0 | 0 | 3.387 | 42 | 18 | 0 | 0 | 60 | 0 | 0 | 0 | 0 | 0
2023 | MD | 7908 | Hagerstown Light Department | PJM | DC | 0.178 | 0.169 | 0 | 0 | 0.347 | 22 | 3 | 0 | 0 | 25 | . | . | . | . | 0 | . | . | . | . | 0 | . | . | . | . | 0 | . | . | . | . | 0 | . | . | . | . | 0 | . | . | . | . | 0 | . | . | . | . | 0 | . | . | . | . | 0 | . | . | . | . | 0 | . | . | . | . | 0 | . | . | . | . | 0 | . | . | . | . | 0 | . | . | . | . | 0 | . | . | . | . | 0 | . | . | . | . | 0 | . | . | . | . | 0 | . | . | . | . | 0 | 0.178 | 0.169 | 0 | 0 | 0.347 | 22 | 3 | 0 | 0 | 25 | 0 | 0 | 0 | 0 | 0
2023 | MD | 15263 | The Potomac Edison Company | PJM | AC | 70.754 | 34.479 | 15.311 | 0 | 120.544 | 7662 | 163 | 13 | 0 | 7838 | 0 | 0 | 0 | 0 | 0 | 0 | 0 | 0 | 0 | 0 | 0 | 0 | 0 | 0 | 0 | 0.249 | 3.203 | 0 | 0 | 3.452 | 8 | 14 | 0 | 0 | 22 | 4.673 | 0.02 | 0 | 0 | 4.693 | 293 | 1 | 0 | 0 | 294 | 0 | 0 | 0 | 0 | 0 | 0 | 0 | 0 | 0 | 0 | 0 | 0 | 0 | 0 | 0 | 0 | 0 | 0 | 0 | 0 | 0.095 | 0.023 | 0 | 0 | 0.118 | 28 | 6 | 0 | 0 | 34 | 0 | 0 | 0 | 0 | 0 | 0 | 0 | 0 | 0 | 0 | 0 | 0 | 0 | 0 | 0 | 0 | 0 | 0 | 0 | 0 | 71.098 | 37.705 | 15.311 | 0 | 124.114 | 7698 | 183 | 13 | 0 | 7894 | 0 | 0 | 0 | 0 | 0
2023 | MD | 15270 | Potomac Electric Power Co | PJM | AC | 260.48 | 61.311 | . | . | 321.791 | 32043 | 378 | . | . | 32421 | . | . | . | . | 0 | . | . | . | . | 0 | . | . | . | . | 0 | . | . | . | . | 0 | . | . | . | . | 0 | . | . | . | . | 0 | . | . | . | . | 0 | . | . | . | . | 0 | . | . | . | . | 0 | . | . | . | . | 0 | . | . | . | . | 0 | 0.016 | 0.002 | . | . | 0.018 | 1 | 1 | . | . | 2 | . | . | . | . | 0 | . | . | . | . | 0 | . | . | . | . | 0 | . | . | . | . | 0 | 260.496 | 61.313 | 0 | 0 | 321.809 | 32044 | 379 | 0 | 0 | 32423 | 0 | 0 | 0 | 0 | 0
2023 | MD | 17637 | Southern Maryland Elec Coop Inc | PJM | AC | 77.231 | 4.851 | 0 | 0 | 82.082 | 8469 | 66 | 0 | 0 | 8535 | 46929.023 | 2021.219 | 0 | 0 | 48950.242 | . | . | . | . | 0 | . | . | . | . | 0 | . | . | . | . | 0 | . | . | . | . | 0 | 1.034 | 0 | 0 | 0 | 1.034 | 144 | 0 | 0 | 0 | 144 | 2.428 | 0 | 0 | 0 | 2.428 | . | . | . | . | 0 | . | . | . | . | 0 | . | . | . | . | 0 | 0.02 | 0.016 | 0 | 0 | 0.036 | 3 | 3 | 0 | 0 | 6 | 12.599 | 2.4 | 0 | 0 | 14.999 | 0 | 0.32 | 0 | 0 | 0.32 | 0 | 1 | 0 | 0 | 1 | . | . | . | . | 0 | 77.251 | 5.187 | 0 | 0 | 82.438 | 8472 | 70 | 0 | 0 | 8542 | 46941.622 | 2023.619 | 0 | 0 | 48965.241
2023 | MD | 99999 | State Adjustment | PJM |  | 0.363 | 0.123 | 0 | . | 0.485 | . | . | . | . | . | . | . | . | . | . | . | . | . | . | . | . | . | . | . | . | . | . | . | . | . | . | . | . | . | . | . | . | . | . | . | . | . | . | . | . | . | . | . | . | . | . | . | . | . | . | . | . | . | . | . | . | . | . | . | . | . | . | . | . | . | . | . | . | . | . | . | . | . | . | . | . | . | . | . | . | . | . | . | . | . | . | . | . | . | . | 0.363 | 0.123 | 0 | . | 0.485 | . | . | . | . | . | . | . | . | . | .
2023 | ME | 1179 | Versant Power | ISNE | AC | 10.334 | 27.515 | 0.026 | 0 | 37.875 | 1456 | 213 | 1 | 0 | 1670 | . | . | . | . | 0 | 0 | 37.509 | 0 | 0 | 37.509 | 0 | 3204 | 0 | 0 | 3204 | 0.445 | 0.931 | 0 | 0 | 1.376 | 92 | 98 | 0 | 0 | 190 | 0.124 | 0 | 0 | 0 | 0.124 | 10 | 0 | 0 | 0 | 10 | 0.204 | 0 | 0 | 0 | 0.204 | 0 | 0 | 0 | 0 | 0 | 0 | 0 | 0 | 0 | 0 | 0 | 0 | 0 | 0 | 0 | 0.336 | 0.182 | 0.6 | 0 | 1.118 | 95 | 17 | 1 | 0 | 113 | . | . | . | . | 0 | 0 | 4.355 | 1.92 | 0 | 6.275 | 0 | 7 | 1 | 0 | 8 | . | . | . | . | 0 | 11.115 | 70.492 | 2.546 | 0 | 84.153 | 1643 | 3539 | 3 | 0 | 5185 | 0 | 0 | 0 | 0 | 0
2023 | ME | 3266 | Central Maine Power Co | ISNE | AC | 73.01 | 436.866 | 0 | 0 | 509.876 | 9040 | 891 | 0 | 0 | 9931 | 50530.37 | 500374.6 | 0 | 0 | 550904.97 | 0 | 373.082 | 0 | 0 | 373.082 | 0 | 33609 | 0 | 0 | 33609 | 0 | 10.443 | 0 | 0 | 10.443 | 0 | 986 | 0 | 0 | 986 | 0 | 0 | 0 | 0 | 0 | 0 | 0 | 0 | 0 | 0 | 0 | 0 | 0 | 0 | 0 | 0 | 0 | 0 | 0 | 0 | 0 | 0 | 0 | 0 | 0 | 0 | 0 | 0 | 0 | 0 | 0.522 | 4.831 | 0 | 0 | 5.353 | 193 | 34 | 0 | 0 | 227 | 74.825 | 10551.977 | 0 | 0 | 10626.802 | 0.136 | 27.668 | 0 | 0 | 27.804 | 4 | 32 | 0 | 0 | 36 | 9.013 | 87784.86 | 0 | 0 | 87793.873 | 73.668 | 852.89 | 0 | 0 | 926.558 | 9237 | 35552 | 0 | 0 | 44789 | 50614.208 | 598711.44 | 0 | 0 | 649325.65
2023 | ME | 5609 | Eastern Maine Electric Coop | NBSO | AC | 0.166 | 0.105 | . | . | 0.271 | 23 | 3 | . | . | 26 | . | . | . | . | 0 | . | . | . | . | 0 | . | . | . | . | 0 | . | . | . | . | 0 | . | . | . | . | 0 | . | . | . | . | 0 | . | . | . | . | 0 | . | . | . | . | 0 | . | . | . | . | 0 | . | . | . | . | 0 | . | . | . | . | 0 | 0.048 | . | . | . | 0.048 | 8 | . | . | . | 8 | . | . | . | . | 0 | . | . | . | . | 0 | . | . | . | . | 0 | . | . | . | . | 0 | 0.214 | 0.105 | 0 | 0 | 0.319 | 31 | 3 | 0 | 0 | 34 | 0 | 0 | 0 | 0 | 0
2023 | ME | 99999 | State Adjustment | ISNE |  | 0.446 | 0.054 | . | . | 0.5 | . | . | . | . | . | . | . | . | . | . | . | . | . | . | . | . | . | . | . | . | . | . | . | . | . | . | . | . | . | . | . | . | . | . | . | . | . | . | . | . | . | . | . | . | . | . | . | . | . | . | . | . | . | . | . | . | . | . | . | . | . | . | . | . | . | . | . | . | . | . | . | . | . | . | . | . | . | . | . | . | . | . | . | . | . | . | . | . | . | . | 0.446 | 0.054 | . | . | 0.5 | . | . | . | . | . | . | . | . | . | .
2023 | MI | 305 | Alger-Delta Coop Electric Assn | MISO | DC | 0.364 | 0.03 | 0 | 0 | 0.394 | 56 | 3 | 0 | 0 | 59 | 0 | 0 | 0 | 0 | 0 | 0 | 0 | 0 | 0 | 0 | 0 | 0 | 0 | 0 | 0 | 0 | 0 | 0 | 0 | 0 | 0 | 0 | 0 | 0 | 0 | . | . | . | . | 0 | . | . | . | . | 0 | . | . | . | . | 0 | . | . | . | . | 0 | . | . | . | . | 0 | . | . | . | . | 0 | 0.109 | 0.002 | 0 | 0 | 0.111 | 5 | 1 | 0 | 0 | 6 | 0 | 0 | 0 | 0 | 0 | 0.003 | 0 | 0 | 0 | 0.003 | 1 | 0 | 0 | 0 | 1 | 0 | 0 | 0 | 0 | 0 | 0.476 | 0.032 | 0 | 0 | 0.508 | 62 | 4 | 0 | 0 | 66 | 0 | 0 | 0 | 0 | 0
2023 | MI | 392 | Alpena Power Co | MISO | AC | 0.091 | 0.017 | . | . | 0.108 | 10 | 2 | . | . | 12 | . | . | . | . | 0 | . | . | . | . | 0 | . | . | . | . | 0 | . | . | . | . | 0 | . | . | . | . | 0 | . | . | . | . | 0 | . | . | . | . | 0 | . | . | . | . | 0 | . | . | . | . | 0 | . | . | . | . | 0 | . | . | . | . | 0 | 0.038 | . | . | . | 0.038 | 15 | . | . | . | 15 | . | . | . | . | 0 | . | . | . | . | 0 | . | . | . | . | 0 | . | . | . | . | 0 | 0.129 | 0.017 | 0 | 0 | 0.146 | 25 | 2 | 0 | 0 | 27 | 0 | 0 | 0 | 0 | 0
2023 | MI | 1196 | Village of Baraga - (MI) | MISO | DC | 0 | 0.093 | 0 | 0 | 0.093 | 0 | 2 | 0 | 0 | 2 | 0 | 0 | 0 | 0 | 0 | 0 | 0 | 0 | 0 | 0 | 0 | 0 | 0 | 0 | 0 | 0 | 0 | 0 | 0 | 0 | 0 | 0 | 0 | 0 | 0 | . | . | . | . | 0 | . | . | . | . | 0 | . | . | . | . | 0 | . | . | . | . | 0 | . | . | . | . | 0 | . | . | . | . | 0 | 0 | 0 | 0 | 0 | 0 | 0 | 0 | 0 | 0 | 0 | 0 | 0 | 0 | 0 | 0 | 0 | 0 | 0 | 0 | 0 | 0 | 0 | 0 | 0 | 0 | 0 | 0 | 0 | 0 | 0 | 0 | 0.093 | 0 | 0 | 0.093 | 0 | 2 | 0 | 0 | 2 | 0 | 0 | 0 | 0 | 0
2023 | MI | 1366 | City of Bay City - (MI) | MISO | AC | 0.07 | 0.025 | . | . | 0.095 | 19 | 1 | . | . | 20 | . | . | . | . | 0 | . | . | . | . | 0 | . | . | . | . | 0 | . | . | . | . | 0 | . | . | . | . | 0 | . | . | . | . | 0 | . | . | . | . | 0 | . | . | . | . | 0 | . | . | . | . | 0 | . | . | . | . | 0 | . | . | . | . | 0 | . | . | . | . | 0 | . | . | . | . | 0 | . | . | . | . | 0 | . | . | . | . | 0 | . | . | . | . | 0 | . | . | . | . | 0 | 0.07 | 0.025 | 0 | 0 | 0.095 | 19 | 1 | 0 | 0 | 20 | 0 | 0 | 0 | 0 | 0
2023 | MI | 3436 | Cherryland Electric Coop Inc | MISO | AC | 1.154 | 0.113 | . | . | 1.267 | 148 | 14 | . | . | 162 | 676.2 | 38.71 | . | . | 714.91 | . | . | . | . | 0 | . | . | . | . | 0 | . | . | . | . | 0 | . | . | . | . | 0 | 0.413 | . | . | . | 0.413 | 41 | . | . | . | 41 | . | . | . | . | 0 | . | . | . | . | 0 | . | . | . | . | 0 | . | . | . | . | 0 | 0.027 | 0.014 | . | . | 0.041 | 14 | 2 | . | . | 16 | 0.826 | 0 | . | . | 0.826 | . | . | . | . | 0 | . | . | . | . | 0 | . | . | . | . | 0 | 1.181 | 0.127 | 0 | 0 | 1.308 | 162 | 16 | 0 | 0 | 178 | 677.026 | 38.71 | 0 | 0 | 715.736
2023 | MI | 3828 | Cloverland Electric Co-op | MISO | AC | 0.201 | 0.214 | 0 | 0 | 0.415 | 31 | 9 | 0 | 0 | 40 | 123.53 | 42.819 | 0 | 0 | 166.349 | . | . | . | . | 0 | . | . | . | . | 0 | . | . | . | . | 0 | . | . | . | . | 0 | . | . | . | . | 0 | . | . | . | . | 0 | . | . | . | . | 0 | . | . | . | . | 0 | . | . | . | . | 0 | . | . | . | . | 0 | 0.05 | 0.011 | 0 | 0 | 0.061 | 15 | 3 | 0 | 0 | 18 | 4.562 | 0 | 0 | 0 | 4.562 | 0 | 0.208 | 0 | 0 | 0.208 | 0 | 1 | 0 | 0 | 1 | 0 | 9.028 | 0 | 0 | 9.028 | 0.251 | 0.433 | 0 | 0 | 0.684 | 46 | 13 | 0 | 0 | 59 | 128.092 | 51.847 | 0 | 0 | 179.939
2023 | MI | 4254 | Consumers Energy Co - (MI) | MISO | DC | 76.426 | 31.899 | 0.312 | . | 108.637 | 9623 | 637 | 7 | . | 10267 | 1190 | . | . | . | 1190 | . | 1 | . | . | 1 | . | 1 | . | . | 1 | 2.83 | 0.67 | . | . | 3.5 | 2464 | 28 | . | . | 2492 | 9.686 | 0.241 | . | . | 9.927 | 1390 | 20 | . | . | 1410 | 15.906 | 0.39 | . | . | 16.296 | . | . | . | . | 0 | . | . | . | . | 0 | . | . | . | . | 0 | 0.353 | 0.177 | . | . | 0.53 | 78 | 17 | . | . | 95 | . | . | . | . | 0 | . | . | 0.19 | . | 0.19 | . | . | 1 | . | 1 | . | . | . | . | 0 | 79.609 | 33.746 | 0.502 | 0 | 113.857 | 12165 | 683 | 8 | 0 | 12856 | 1190 | 0 | 0 | 0 | 1190
2023 | MI | 4604 | City of Crystal Falls | MISO | DC | 0.001 | 0.002 | 0 | 0 | 0.003 | 1 | 1 | 0 | 0 | 2 | 0 | 0 | 0 | 0 | 0 | 0 | 0 | 0 | 0 | 0 | 0 | 0 | 0 | 0 | 0 | 0 | 0 | 0 | 0 | 0 | 0 | 0 | 0 | 0 | 0 | . | . | . | . | 0 | . | . | . | . | 0 | . | . | . | . | 0 | . | . | . | . | 0 | . | . | . | . | 0 | . | . | . | . | 0 | 0 | 0 | 0 | 0 | 0 | 0 | 0 | 0 | 0 | 0 | 0 | 0 | 0 | 0 | 0 | 0 | 0 | 0 | 0 | 0 | 0 | 0 | 0 | 0 | 0 | 0 | 0 | 0 | 0 | 0 | 0.001 | 0.002 | 0 | 0 | 0.003 | 1 | 1 | 0 | 0 | 2 | 0 | 0 | 0 | 0 | 0
2023 | MI | 5109 | DTE Electric Company | MISO | AC | 56.946 | 13.354 | 0.694 | 0 | 70.994 | 8692 | 474 | 30 | 0 | 9196 | . | . | . | . | 0 | 0 | 0 | 0 | 0 | 0 | 0 | 0 | 0 | 0 | 0 | . | . | . | . | 0 | . | . | . | . | 0 | . | . | . | . | 0 | . | . | . | . | 0 | . | . | . | . | 0 | . | . | . | . | 0 | . | . | . | . | 0 | . | . | . | . | 0 | 0.101 | 0.202 | . | . | 0.303 | 32 | 29 | . | . | 61 | . | . | . | . | 0 | 0.024 | 0.065 | 0.06 | . | 0.149 | 4 | 3 | 1 | . | 8 | 0 | 0 | 0 | . | 0 | 57.071 | 13.621 | 0.754 | 0 | 71.446 | 8728 | 506 | 31 | 0 | 9265 | 0 | 0 | 0 | 0 | 0
2023 | MI | 7265 | City of Gladstone | MISO | DC | 0.015 | 0.002 | 0 | 0 | 0.017 | 3 | 1 | 0 | 0 | 4 | 0 | 0 | 0 | 0 | 0 | 0 | 0 | 0 | 0 | 0 | 0 | 0 | 0 | 0 | 0 | 0 | 0 | 0 | 0 | 0 | 0 | 0 | 0 | 0 | 0 | . | . | . | . | 0 | . | . | . | . | 0 | . | . | . | . | 0 | . | . | . | . | 0 | . | . | . | . | 0 | . | . | . | . | 0 | 0 | 0 | 0 | 0 | 0 | 0 | 0 | 0 | 0 | 0 | 0 | 0 | 0 | 0 | 0 | 0 | 0 | 0 | 0 | 0 | 0 | 0 | 0 | 0 | 0 | 0 | 0 | 0 | 0 | 0 | 0.015 | 0.002 | 0 | 0 | 0.017 | 3 | 1 | 0 | 0 | 4 | 0 | 0 | 0 | 0 | 0
2023 | MI | 7483 | City of Grand Haven - (MI) | MISO | AC | 0.13 | 0.082 | . | . | 0.212 | 21 | 6 | . | . | 27 | . | . | . | . | 0 | . | . | . | . | 0 | . | . | . | . | 0 | . | . | . | . | 0 | . | . | . | . | 0 | 0.014 | 0.015 | . | . | 0.029 | 4 | 1 | . | . | 5 | 0.036 | 0.03 | . | . | 0.066 | . | . | . | . | 0 | . | . | . | . | 0 | . | . | . | . | 0 | . | 0.011 | . | . | 0.011 | . | 2 | . | . | 2 | . | . | . | . | 0 | . | . | . | . | 0 | . | . | . | . | 0 | . | . | . | . | 0 | 0.13 | 0.093 | 0 | 0 | 0.223 | 21 | 8 | 0 | 0 | 29 | 0 | 0 | 0 | 0 | 0
2023 | MI | 8723 | City of Holland | MISO | AC | 0.132 | 0.72 | . | . | 0.852 | 27 | 8 | . | . | 35 | . | . | . | . | 0 | . | . | . | . | 0 | . | . | . | . | 0 | . | . | . | . | 0 | . | . | . | . | 0 | . | . | . | . | 0 | . | . | . | . | 0 | . | . | . | . | 0 | . | . | . | . | 0 | . | . | . | . | 0 | . | . | . | . | 0 | . | 0.001 | . | . | 0.001 | . | 1 | . | . | 1 | . | . | . | . | 0 | . | 0.037 | . | . | 0.037 | . | 3 | . | . | 3 | . | . | . | . | 0 | 0.132 | 0.758 | 0 | 0 | 0.89 | 27 | 12 | 0 | 0 | 39 | 0 | 0 | 0 | 0 | 0
2023 | MI | 9324 | Indiana Michigan Power Co | PJM | AC | 4.015 | 1.107 | 0.158 | 0 | 5.28 | 516 | 43 | 2 | 0 | 561 | 2536.569 | 538.266 | 4.54 | 0 | 3079.375 | 0 | 0 | 0 | 0 | 0 | 0 | 0 | 0 | 0 | 0 | 0 | 0 | 0 | 0 | 0 | 0 | 0 | 0 | 0 | 0 | 0.482 | 0 | 0 | 0 | 0.482 | 102 | 0 | 0 | 0 | 102 | 1.164 | 0 | 0 | 0 | 1.164 | 0 | 0 | 0 | 0 | 0 | 0 | 0 | 0 | 0 | 0 | 0 | 0 | 0 | 0 | 0 | 0.022 | 0.006 | 0.005 | 0 | 0.033 | 6 | 1 | 1 | 0 | 8 | 0 | 0 | 0 | 0 | 0 | 0 | 0 | 0 | 0 | 0 | 0 | 0 | 0 | 0 | 0 | 0 | 0 | 0 | 0 | 0 | 4.037 | 1.113 | 0.163 | 0 | 5.313 | 522 | 44 | 3 | 0 | 569 | 2536.569 | 538.266 | 4.54 | 0 | 3079.375
2023 | MI | 10508 | Village of L'Anse - (MI) | MISO | DC | 0.002 | 0.011 | 0 | 0 | 0.013 | 1 | 1 | 0 | 0 | 2 | 0 | 0 | 0 | 0 | 0 | 0 | 0 | 0 | 0 | 0 | 0 | 0 | 0 | 0 | 0 | 0 | 0 | 0 | 0 | 0 | 0 | 0 | 0 | 0 | 0 | . | . | . | . | 0 | . | . | . | . | 0 | . | . | . | . | 0 | . | . | . | . | 0 | . | . | . | . | 0 | . | . | . | . | 0 | 0 | 0 | 0 | 0 | 0 | 0 | 0 | 0 | 0 | 0 | 0 | 0 | 0 | 0 | 0 | 0 | 0 | 0 | 0 | 0 | 0 | 0 | 0 | 0 | 0 | 0 | 0 | 0 | 0 | 0 | 0.002 | 0.011 | 0 | 0 | 0.013 | 1 | 1 | 0 | 0 | 2 | 0 | 0 | 0 | 0 | 0
2023 | MI | 10704 | City of Lansing - (MI) | MISO | DC | 1.931 | 1.146 | . | . | 3.077 | 303 | 24 | . | . | 327 | . | . | . | . | 0 | . | . | . | . | 0 | . | . | . | . | 0 | . | . | . | . | 0 | . | . | . | . | 0 | . | . | . | . | 0 | . | . | . | . | 0 | . | . | . | . | 0 | . | . | . | . | 0 | . | . | . | . | 0 | . | . | . | . | 0 | . | . | . | . | 0 | . | . | . | . | 0 | . | . | . | . | 0 | . | . | . | . | 0 | . | . | . | . | 0 | . | . | . | . | 0 | 1.931 | 1.146 | 0 | 0 | 3.077 | 303 | 24 | 0 | 0 | 327 | 0 | 0 | 0 | 0 | 0
2023 | MI | 11701 | City of Marquette - (MI) | MISO | AC | 0.393 | 0.18 | . | . | 0.573 | 56 | 12 | . | . | 68 | 116.702 | 34.978 | . | . | 151.68 | . | . | . | . | 0 | . | . | . | . | 0 | 0.118 | 0.036 | . | . | 0.154 | 109 | 7 | . | . | 116 | . | . | . | . | 0 | . | . | . | . | 0 | . | . | . | . | 0 | . | . | . | . | 0 | . | . | . | . | 0 | . | . | . | . | 0 | 0.01 | . | . | . | 0.01 | 1 | . | . | . | 1 | . | . | . | . | 0 | . | 1.05 | . | . | 1.05 | . | 2 | . | . | 2 | . | . | . | . | 0 | 0.521 | 1.266 | 0 | 0 | 1.787 | 166 | 21 | 0 | 0 | 187 | 116.702 | 34.978 | 0 | 0 | 151.68
2023 | MI | 12377 | Midwest Energy Cooperative - (MI) | PJM | AC | 1.781 | . | . | . | 1.781 | 221 | . | . | . | 221 | 999.438 | . | . | . | 999.438 | . | . | . | . | 0 | . | . | . | . | 0 | . | . | . | . | 0 | . | . | . | . | 0 | . | . | . | . | 0 | . | . | . | . | 0 | . | . | . | . | 0 | . | . | . | . | 0 | . | . | . | . | 0 | . | . | . | . | 0 | 0.01 | . | . | . | 0.01 | 4 | . | . | . | 4 | 1.714 | . | . | . | 1.714 | . | . | . | . | 0 | . | . | . | . | 0 | . | . | . | . | 0 | 1.791 | 0 | 0 | 0 | 1.791 | 225 | 0 | 0 | 0 | 225 | 1001.152 | 0 | 0 | 0 | 1001.152
2023 | MI | 13352 | City of Negaunee | MISO | DC | 0.015 | 0.01 | 0 | 0 | 0.025 | 2 | 1 | 0 | 0 | 3 | 0 | 0 | 0 | 0 | 0 | 0 | 0 | 0 | 0 | 0 | 0 | 0 | 0 | 0 | 0 | 0 | 0 | 0 | 0 | 0 | 0 | 0 | 0 | 0 | 0 | . | . | . | . | 0 | . | . | . | . | 0 | . | . | . | . | 0 | . | . | . | . | 0 | . | . | . | . | 0 | . | . | . | . | 0 | 0 | 0 | 0 | 0 | 0 | 0 | 0 | 0 | 0 | 0 | 0 | 0 | 0 | 0 | 0 | 0 | 0 | 0 | 0 | 0 | 0 | 0 | 0 | 0 | 0 | 0 | 0 | 0 | 0 | 0 | 0.015 | 0.01 | 0 | 0 | 0.025 | 2 | 1 | 0 | 0 | 3 | 0 | 0 | 0 | 0 | 0
2023 | MI | 13826 | City of Norway | MISO | DC | 0.008 | 0.002 | 0 | 0 | 0.01 | 2 | 1 | 0 | 0 | 3 | 0 | 0 | 0 | 0 | 0 | 0 | 0 | 0 | 0 | 0 | 0 | 0 | 0 | 0 | 0 | 0 | 0 | 0 | 0 | 0 | 0 | 0 | 0 | 0 | 0 | . | . | . | . | 0 | . | . | . | . | 0 | . | . | . | . | 0 | . | . | . | . | 0 | . | . | . | . | 0 | . | . | . | . | 0 | 0 | 0 | 0 | 0 | 0 | 0 | 0 | 0 | 0 | 0 | 0 | 0 | 0 | 0 | 0 | 0 | 0 | 0 | 0 | 0 | 0 | 0 | 0 | 0 | 0 | 0 | 0 | 0 | 0 | 0 | 0.008 | 0.002 | 0 | 0 | 0.01 | 2 | 1 | 0 | 0 | 3 | 0 | 0 | 0 | 0 | 0
2023 | MI | 15340 | Presque Isle Elec & Gas Coop | MISO | DC | 0.29 | . | . | . | 0.29 | 38 | . | . | . | 38 | 144.6 | . | . | . | 144.6 | . | . | . | . | 0 | . | . | . | . | 0 | . | . | . | . | 0 | . | . | . | . | 0 | . | . | . | . | 0 | . | . | . | . | 0 | . | . | . | . | 0 | . | . | . | . | 0 | . | . | . | . | 0 | . | . | . | . | 0 | 0.065 | . | . | . | 0.065 | 17 | . | . | . | 17 | 6.56 | . | . | . | 6.56 | . | . | . | . | 0 | . | . | . | . | 0 | . | . | . | . | 0 | 0.355 | 0 | 0 | 0 | 0.355 | 55 | 0 | 0 | 0 | 55 | 151.16 | 0 | 0 | 0 | 151.16
2023 | MI | 18252 | City of Sturgis - (MI) | PJM | AC | 0.119 | 0 | 0 | 0 | 0.119 | 17 | 0 | 0 | 0 | 17 | 45.182 | . | . | . | 45.182 | 0 | 0 | 0 | 0 | 0 | 0 | 0 | 0 | 0 | 0 | 0 | 0 | 0 | 0 | 0 | 0 | 0 | 0 | 0 | 0 | 0 | 0 | 0 | 0 | 0 | 0 | 0 | 0 | 0 | 0 | 0 | 0 | 0 | 0 | 0 | 0 | 0 | 0 | 0 | 0 | 0 | 0 | 0 | 0 | 0 | 0 | 0 | 0 | 0 | 0 | 0 | 0 | 0 | 0 | 0 | 0 | 0 | 0 | 0 | 0 | 0 | 0 | 0 | 0 | 0 | 0 | 0 | 0 | 0 | 0 | 0 | 0 | 0 | 0 | 0 | 0 | 0 | 0 | 0 | 0 | 0.119 | 0 | 0 | 0 | 0.119 | 17 | 0 | 0 | 0 | 17 | 45.182 | 0 | 0 | 0 | 45.182
2023 | MI | 19125 | City of Traverse City - (MI) | MISO | DC | 0.279 | 0.295 | . | . | 0.574 | 45 | 13 | . | . | 58 | 131 | 21 | . | . | 152 | . | . | . | . | 0 | . | . | . | . | 0 | . | . | . | . | 0 | . | . | . | . | 0 | . | . | . | . | 0 | . | . | . | . | 0 | . | . | . | . | 0 | . | . | . | . | 0 | . | . | . | . | 0 | . | . | . | . | 0 | . | 0.005 | . | . | 0.005 | . | 1 | . | . | 1 | . | . | . | . | 0 | . | . | . | . | 0 | . | . | . | . | 0 | . | . | . | . | 0 | 0.279 | 0.3 | 0 | 0 | 0.579 | 45 | 14 | 0 | 0 | 59 | 131 | 21 | 0 | 0 | 152
2023 | MI | 19396 | Tri-County Electric Coop (MI) | MISO | AC | 1.44 | 1.37 | 0 | 0 | 2.81 | 173 | 14 | 0 | 0 | 187 | 760.96 | 2768.35 | 0 | 0 | 3529.31 | 0 | 0 | 0 | 0 | 0 | 0 | 0 | 0 | 0 | 0 | 0 | 0 | 0 | 0 | 0 | 0 | 0 | 0 | 0 | 0 | 0 | 0 | 0 | 0 | 0 | 0 | 0 | 0 | 0 | 0 | 0 | 0 | 0 | 0 | 0 | 0 | 0 | 0 | 0 | 0 | 0 | 0 | 0 | 0 | 0 | 0 | 0 | 0 | 0 | 0 | 0.13 | 0 | 0 | 0 | 0.13 | 4 | 0 | 0 | 0 | 4 | 5.146 | 0 | 0 | 0 | 5.146 | . | . | . | . | 0 | . | . | . | . | 0 | . | . | . | . | 0 | 1.57 | 1.37 | 0 | 0 | 2.94 | 177 | 14 | 0 | 0 | 191 | 766.106 | 2768.35 | 0 | 0 | 3534.456
2023 | MI | 19578 | Upper Peninsula Power Company | MISO | AC | 1.597 | 0.28 | . | . | 1.877 | 246 | 7 | . | . | 253 | . | . | . | . | 0 | . | . | . | . | 0 | . | . | . | . | 0 | . | . | . | . | 0 | . | . | . | . | 0 | . | . | . | . | 0 | . | . | . | . | 0 | . | . | . | . | 0 | . | . | . | . | 0 | . | . | . | . | 0 | . | . | . | . | 0 | 0.076 | 0 | . | . | 0.076 | 20 | 0 | . | . | 20 | . | . | . | . | 0 | . | . | . | . | 0 | . | . | . | . | 0 | . | . | . | . | 0 | 1.673 | 0.28 | 0 | 0 | 1.953 | 266 | 7 | 0 | 0 | 273 | 0 | 0 | 0 | 0 | 0
2023 | MI | 21048 | Wyandotte Municipal Serv Comm | MISO | AC | 0.183 | 0.263 | 0.272 | . | 0.718 | 43 | 29 | 2 | . | 74 | 75.383 | 45.689 | 0 | . | 121.072 | . | . | . | . | 0 | . | . | . | . | 0 | . | . | . | . | 0 | . | . | . | . | 0 | . | . | . | . | 0 | . | . | . | . | 0 | . | . | . | . | 0 | . | . | . | . | 0 | . | . | . | . | 0 | . | . | . | . | 0 | . | . | . | . | 0 | . | . | . | . | 0 | . | . | . | . | 0 | . | . | . | . | 0 | . | . | . | . | 0 | . | . | . | . | 0 | 0.183 | 0.263 | 0.272 | 0 | 0.718 | 43 | 29 | 2 | 0 | 74 | 75.383 | 45.689 | 0 | 0 | 121.072
2023 | MI | 21158 | City of Zeeland - (MI) | MISO | AC | 0.025 | 0.051 | . | . | 0.076 | 4 | 1 | . | . | 5 | . | . | . | . | 0 | 0 | 0 | . | . | 0 | 0 | 0 | . | . | 0 | 0 | 0 | . | . | 0 | 0 | 0 | . | . | 0 | 0 | 0 | . | . | 0 | 0 | 0 | . | . | 0 | 0 | 0 | . | . | 0 | 0 | 0 | . | . | 0 | 0 | 0 | . | . | 0 | 0 | 0 | . | . | 0 | 0 | 0 | . | . | 0 | 0 | 0 | . | . | 0 | . | . | . | . | 0 | 0 | 0 | . | . | 0 | 0 | 0 | . | . | 0 | . | . | . | . | 0 | 0.025 | 0.051 | 0 | 0 | 0.076 | 4 | 1 | 0 | 0 | 5 | 0 | 0 | 0 | 0 | 0
2023 | MI | 38084 | Great Lakes Energy Coop | MISO | AC | 3.244 | 0.299 | . | . | 3.543 | 461 | 17 | . | . | 478 | . | . | . | . | 0 | . | . | . | . | 0 | . | . | . | . | 0 | 0.322 | . | . | . | 0.322 | 268 | . | . | . | 268 | . | . | . | . | 0 | . | . | . | . | 0 | . | . | . | . | 0 | . | . | . | . | 0 | . | . | . | . | 0 | . | . | . | . | 0 | 0.137 | 0.024 | . | . | 0.161 | 27 | 5 | . | . | 32 | . | . | . | . | 0 | . | . | 0.4 | . | 0.4 | . | . | 1 | . | 1 | . | . | . | . | 0 | 3.703 | 0.323 | 0.4 | 0 | 4.426 | 756 | 22 | 1 | 0 | 779 | 0 | 0 | 0 | 0 | 0
2023 | MI | 60631 | Upper Michigan Energy Resources Corp. | MISO | DC | 0.544 | 0.121 | . | . | 0.665 | 64 | 3 | . | . | 67 | . | . | . | . | 0 | . | . | . | . | 0 | . | . | . | . | 0 | . | . | . | . | 0 | . | . | . | . | 0 | 0.01 | . | . | . | 0.01 | 1 | . | . | . | 1 | . | . | . | . | 0 | . | . | . | . | 0 | . | . | . | . | 0 | . | . | . | . | 0 | 0.062 | 0.02 | . | . | 0.082 | 9 | 1 | . | . | 10 | . | . | . | . | 0 | 0.01 | 0.005 | . | . | 0.015 | 1 | 2 | . | . | 3 | . | . | . | . | 0 | 0.616 | 0.146 | 0 | 0 | 0.762 | 74 | 6 | 0 | 0 | 80 | 0 | 0 | 0 | 0 | 0
2023 | MI | 99999 | State Adjustment | MISO |  | -13.306 | -5.714 | -0.054 | . | -19.074 | . | . | . | . | . | . | . | . | . | . | . | . | . | . | . | . | . | . | . | . | . | . | . | . | . | . | . | . | . | . | . | . | . | . | . | . | . | . | . | . | . | . | . | . | . | . | . | . | . | . | . | . | . | . | . | . | . | . | . | . | . | . | . | . | . | . | . | . | . | . | . | . | . | . | . | . | . | . | . | . | . | . | . | . | . | . | . | . | . | . | -13.306 | -5.714 | -0.054 | . | -19.074 | . | . | . | . | . | . | . | . | . | .
2023 | MN | 155 | Agralite Electric Coop | MISO | AC | 0.549 | . | . | . | 0.549 | 27 | . | . | . | 27 | . | . | . | . | 0 | . | . | . | . | 0 | . | . | . | . | 0 | . | . | . | . | 0 | . | . | . | . | 0 | . | . | . | . | 0 | . | . | . | . | 0 | . | . | . | . | 0 | . | . | . | . | 0 | . | . | . | . | 0 | . | . | . | . | 0 | 0.319 | . | . | . | 0.319 | 15 | . | . | . | 15 | . | . | . | . | 0 | . | . | . | . | 0 | . | . | . | . | 0 | . | . | . | . | 0 | 0.868 | 0 | 0 | 0 | 0.868 | 42 | 0 | 0 | 0 | 42 | 0 | 0 | 0 | 0 | 0
2023 | MN | 295 | City of Alexandria - (MN) | MISO | AC | 0.103 | 0.002 | . | . | 0.105 | 12 | 1 | . | . | 13 | 70.345 | 0 | . | . | 70.345 | . | . | . | . | 0 | . | . | . | . | 0 | . | . | . | . | 0 | . | . | . | . | 0 | . | . | . | . | 0 | . | . | . | . | 0 | . | . | . | . | 0 | . | . | . | . | 0 | . | . | . | . | 0 | . | . | . | . | 0 | . | . | . | . | 0 | . | . | . | . | 0 | . | . | . | . | 0 | . | . | 1.5 | . | 1.5 | . | . | 1 | . | 1 | . | . | 4.4 | . | 4.4 | 0.103 | 0.002 | 1.5 | 0 | 1.605 | 12 | 1 | 1 | 0 | 14 | 70.345 | 0 | 4.4 | 0 | 74.745
2023 | MN | 689 | Connexus Energy | MISO | AC | 9.6 | 2.087 | . | . | 11.687 | 1078 | 34 | . | . | 1112 | . | . | . | . | 0 | . | . | . | . | 0 | . | . | . | . | 0 | 0.232 | 0.008 | . | . | 0.24 | 125 | 4 | . | . | 129 | . | . | . | . | 0 | . | . | . | . | 0 | . | . | . | . | 0 | . | . | . | . | 0 | . | . | . | . | 0 | . | . | . | . | 0 | 0.059 | 0.01 | . | . | 0.069 | 5 | 1 | . | . | 6 | . | . | . | . | 0 | 0.025 | . | . | . | 0.025 | 5 | . | . | . | 5 | . | . | . | . | 0 | 9.916 | 2.105 | 0 | 0 | 12.021 | 1213 | 39 | 0 | 0 | 1252 | 0 | 0 | 0 | 0 | 0
2023 | MN | 691 | City of Anoka | MISO | AC | 0.22 | 0.03 | . | . | 0.25 | 31 | 1 | . | . | 32 | 134.7 | 1.351 | . | . | 136.051 | . | . | . | . | 0 | . | . | . | . | 0 | . | . | . | . | 0 | . | . | . | . | 0 | 0.03 | 0 | . | . | 0.03 | 3 | 0 | . | . | 3 | 0 | 0 | . | . | 0 | . | . | . | . | 0 | . | . | . | . | 0 | . | . | . | . | 0 | . | . | . | . | 0 | . | . | . | . | 0 | . | . | . | . | 0 | . | . | . | . | 0 | . | . | . | . | 0 | . | . | . | . | 0 | 0.22 | 0.03 | 0 | 0 | 0.25 | 31 | 1 | 0 | 0 | 32 | 134.7 | 1.351 | 0 | 0 | 136.051
2023 | MN | 1009 | City of Austin - (MN) | MISO | AC | 0.194 | 0.183 | . | . | 0.377 | 22 | 12 | . | . | 34 | 84.365 | 35.479 | . | . | 119.844 | . | . | . | . | 0 | . | . | . | . | 0 | . | . | . | . | 0 | . | . | . | . | 0 | . | . | . | . | 0 | . | . | . | . | 0 | . | . | . | . | 0 | . | . | . | . | 0 | . | . | . | . | 0 | . | . | . | . | 0 | . | . | . | . | 0 | . | . | . | . | 0 | . | . | . | . | 0 | . | . | . | . | 0 | . | . | . | . | 0 | . | . | . | . | 0 | 0.194 | 0.183 | 0 | 0 | 0.377 | 22 | 12 | 0 | 0 | 34 | 84.365 | 35.479 | 0 | 0 | 119.844
2023 | MN | 1529 | Beltrami Electric Coop, Inc | MISO | AC | 1.52 | 0.152 | . | . | 1.672 | 98 | 6 | . | . | 104 | 737.775 | 13.456 | . | . | 751.231 | . | . | . | . | 0 | . | . | . | . | 0 | . | . | . | . | 0 | . | . | . | . | 0 | . | . | . | . | 0 | . | . | . | . | 0 | . | . | . | . | 0 | . | . | . | . | 0 | . | . | . | . | 0 | . | . | . | . | 0 | 0.013 | . | . | . | 0.013 | 2 | . | . | . | 2 | . | . | . | . | 0 | . | . | . | . | 0 | . | . | . | . | 0 | . | . | . | . | 0 | 1.533 | 0.152 | 0 | 0 | 1.685 | 100 | 6 | 0 | 0 | 106 | 737.775 | 13.456 | 0 | 0 | 751.231
2023 | MN | 1884 | BENCO Electric Cooperative | MISO | AC | 2.599 | 0.176 | . | . | 2.775 | 151 | 5 | . | . | 156 | . | . | . | . | 0 | 0 | 0 | . | . | 0 | 0 | 0 | . | . | 0 | 0 | 0 | . | . | 0 | 0 | 0 | . | . | 0 | . | . | . | . | 0 | . | . | . | . | 0 | . | . | . | . | 0 | . | . | . | . | 0 | . | . | . | . | 0 | . | . | . | . | 0 | 0.353 | 0.072 | . | . | 0.425 | 14 | 2 | . | . | 16 | . | . | . | . | 0 | . | . | . | . | 0 | . | . | . | . | 0 | . | . | . | . | 0 | 2.952 | 0.248 | 0 | 0 | 3.2 | 165 | 7 | 0 | 0 | 172 | 0 | 0 | 0 | 0 | 0
2023 | MN | 3400 | City of Chaska - (MN) | MISO | AC | 0.963 | 0.045 | . | . | 1.008 | 123 | 2 | . | . | 125 | 620 | 27 | . | . | 647 | . | . | . | . | 0 | . | . | . | . | 0 | . | . | . | . | 0 | . | . | . | . | 0 | . | . | . | . | 0 | . | . | . | . | 0 | . | . | . | . | 0 | . | . | . | . | 0 | . | . | . | . | 0 | . | . | . | . | 0 | . | . | . | . | 0 | . | . | . | . | 0 | . | . | . | . | 0 | . | . | . | . | 0 | . | . | . | . | 0 | . | . | . | . | 0 | 0.963 | 0.045 | 0 | 0 | 1.008 | 123 | 2 | 0 | 0 | 125 | 620 | 27 | 0 | 0 | 647
2023 | MN | 4577 | Crow Wing Cooperative Power & Light Comp | MISO | AC | 1.565 | 0.505 | . | . | 2.07 | 128 | 25 | . | . | 153 | 1104 | 526 | . | . | 1630 | . | . | . | . | 0 | . | . | . | . | 0 | 0.136 | . | . | . | 0.136 | 100 | . | . | . | 100 | . | . | . | . | 0 | . | . | . | . | 0 | . | . | . | . | 0 | . | . | . | . | 0 | . | . | . | . | 0 | . | . | . | . | 0 | 0.028 | 0.01 | . | . | 0.038 | 2 | 1 | . | . | 3 | 21.766 | 0.806 | . | . | 22.572 | . | . | . | . | 0 | . | . | . | . | 0 | . | . | . | . | 0 | 1.729 | 0.515 | 0 | 0 | 2.244 | 230 | 26 | 0 | 0 | 256 | 1125.766 | 526.806 | 0 | 0 | 1652.572
2023 | MN | 5574 | East Central Energy | MISO | AC | 6.763 | 0.826 | 0 | 0 | 7.589 | 537 | 38 | 0 | 0 | 575 | 3249.902 | 440.286 | 0 | 0 | 3690.188 | . | . | . | . | 0 | . | . | . | . | 0 | . | . | . | . | 0 | . | . | . | . | 0 | . | . | . | . | 0 | . | . | . | . | 0 | . | . | . | . | 0 | . | . | . | . | 0 | . | . | . | . | 0 | . | . | . | . | 0 | 0.042 | 0.042 | 0 | 0 | 0.084 | 3 | 3 | 0 | 0 | 6 | 0.66 | 8.11 | 0 | 0 | 8.77 | . | . | . | . | 0 | . | . | . | . | 0 | . | . | . | . | 0 | 6.805 | 0.868 | 0 | 0 | 7.673 | 540 | 41 | 0 | 0 | 581 | 3250.562 | 448.396 | 0 | 0 | 3698.958
2023 | MN | 5773 | City of Elk River | MISO | AC | 0.747 | 0.096 | . | . | 0.843 | 90 | 4 | . | . | 94 | . | . | . | . | 0 | . | . | . | . | 0 | . | . | . | . | 0 | . | . | . | . | 0 | . | . | . | . | 0 | . | . | . | . | 0 | . | . | . | . | 0 | . | . | . | . | 0 | . | . | . | . | 0 | . | . | . | . | 0 | . | . | . | . | 0 | 0.03 | . | . | . | 0.03 | 3 | . | . | . | 3 | . | . | . | . | 0 | . | . | . | . | 0 | . | . | . | . | 0 | . | . | . | . | 0 | 0.777 | 0.096 | 0 | 0 | 0.873 | 93 | 4 | 0 | 0 | 97 | 0 | 0 | 0 | 0 | 0
2023 | MN | 6258 | Federated Rural Electric Assn | MISO | AC | 0.14 | 0.648 | . | . | 0.788 | 11 | 17 | . | . | 28 | . | . | . | . | 0 | . | . | . | . | 0 | . | . | . | . | 0 | . | . | . | . | 0 | . | . | . | . | 0 | . | . | . | . | 0 | . | . | . | . | 0 | . | . | . | . | 0 | . | . | . | . | 0 | . | . | . | . | 0 | . | . | . | . | 0 | . | 0.15 | . | . | 0.15 | . | 4 | . | . | 4 | . | . | . | . | 0 | . | . | . | . | 0 | . | . | . | . | 0 | . | . | . | . | 0 | 0.14 | 0.798 | 0 | 0 | 0.938 | 11 | 21 | 0 | 0 | 32 | 0 | 0 | 0 | 0 | 0
2023 | MN | 6782 | Freeborn Mower Electric Cooperative | MISO | AC | 2.588 | 1.331 | 0.023 | . | 3.942 | 112 | 39 | 2 | . | 153 | 1791.94 | 744.14 | . | . | 2536.08 | . | . | . | . | 0 | . | . | . | . | 0 | . | . | . | . | 0 | . | . | . | . | 0 | 0.071 | . | . | . | 0.071 | 3 | . | . | . | 3 | . | . | . | . | 0 | . | . | . | . | 0 | . | . | . | . | 0 | . | . | . | . | 0 | 0.188 | 0.078 | . | . | 0.266 | 7 | 2 | . | . | 9 | 106.54 | 108.35 | . | . | 214.89 | . | . | . | . | 0 | . | . | . | . | 0 | . | . | . | . | 0 | 2.776 | 1.409 | 0.023 | 0 | 4.208 | 119 | 41 | 2 | 0 | 162 | 1898.48 | 852.49 | 0 | 0 | 2750.97
2023 | MN | 8319 | Heartland Power Coop | MISO | AC | 0.008 | . | . | . | 0.008 | 1 | . | . | . | 1 | . | . | . | . | 0 | . | . | . | . | 0 | . | . | . | . | 0 | . | . | . | . | 0 | . | . | . | . | 0 | . | . | . | . | 0 | . | . | . | . | 0 | . | . | . | . | 0 | . | . | . | . | 0 | . | . | . | . | 0 | . | . | . | . | 0 | . | . | . | . | 0 | . | . | . | . | 0 | . | . | . | . | 0 | . | . | . | . | 0 | . | . | . | . | 0 | . | . | . | . | 0 | 0.008 | 0 | 0 | 0 | 0.008 | 1 | 0 | 0 | 0 | 1 | 0 | 0 | 0 | 0 | 0
2023 | MN | 9475 | Itasca-Mantrap Co-op Electrical Assn | MISO | AC | 0.452 | 0.079 | . | . | 0.531 | 36 | 3 | . | . | 39 | . | . | . | . | 0 | . | . | . | . | 0 | . | . | . | . | 0 | 0.046 | 0.02 | . | . | 0.066 | 46 | 1 | . | . | 47 | . | . | . | . | 0 | . | . | . | . | 0 | . | . | . | . | 0 | . | . | . | . | 0 | . | . | . | . | 0 | . | . | . | . | 0 | 0.02 | 0.02 | . | . | 0.04 | 1 | 1 | . | . | 2 | . | . | . | . | 0 | . | . | . | . | 0 | . | . | . | . | 0 | . | . | . | . | 0 | 0.518 | 0.119 | 0 | 0 | 0.637 | 83 | 5 | 0 | 0 | 88 | 0 | 0 | 0 | 0 | 0
2023 | MN | 10596 | City of Lake Crystal - (MN) | MISO | AC | 0.025 | 0.04 | . | . | 0.065 | 2 | 1 | . | . | 3 | . | . | . | . | 0 | . | . | . | . | 0 | . | . | . | . | 0 | . | . | . | . | 0 | . | . | . | . | 0 | . | 0.04 | . | . | 0.04 | . | 1 | . | . | 1 | . | 0.1 | . | . | 0.1 | . | . | . | . | 0 | . | . | . | . | 0 | . | . | . | . | 0 | . | . | . | . | 0 | . | . | . | . | 0 | . | . | . | . | 0 | . | . | . | . | 0 | . | . | . | . | 0 | . | . | . | . | 0 | 0.025 | 0.04 | 0 | 0 | 0.065 | 2 | 1 | 0 | 0 | 3 | 0 | 0 | 0 | 0 | 0
2023 | MN | 10618 | Lake Region Electric Cooperative - (MN) | MISO | AC | 1.542 | . | . | . | 1.542 | 95 | . | . | . | 95 | . | . | . | . | 0 | . | . | . | . | 0 | . | . | . | . | 0 | . | . | . | . | 0 | . | . | . | . | 0 | 0.081 | . | . | . | 0.081 | 5 | . | . | . | 5 | 0.072 | . | . | . | 0.072 | 0.007 | . | . | . | 0.007 | 1 | . | . | . | 1 | 0.012 | . | . | . | 0.012 | 0.134 | 0.039 | . | . | 0.173 | 14 | 1 | . | . | 15 | 29.015 | 0 | . | . | 29.015 | . | . | . | . | 0 | . | . | . | . | 0 | . | . | . | . | 0 | 1.676 | 0.039 | 0 | 0 | 1.715 | 109 | 1 | 0 | 0 | 110 | 29.015 | 0 | 0 | 0 | 29.015
2023 | MN | 10697 | Lake Country Power | MISO | AC | 2.094 | 0.194 | . | . | 2.288 | 228 | 15 | . | . | 243 | . | . | . | . | 0 | . | . | . | . | 0 | . | . | . | . | 0 | . | . | . | . | 0 | . | . | . | . | 0 | . | . | . | . | 0 | . | . | . | . | 0 | . | . | . | . | 0 | . | . | . | . | 0 | . | . | . | . | 0 | . | . | . | . | 0 | 0.016 | . | . | . | 0.016 | 5 | . | . | . | 5 | . | . | . | . | 0 | . | . | . | . | 0 | . | . | . | . | 0 | . | . | . | . | 0 | 2.11 | 0.194 | 0 | 0 | 2.304 | 233 | 15 | 0 | 0 | 248 | 0 | 0 | 0 | 0 | 0
2023 | MN | 11731 | City of Marshall - (MN) | MISO | AC | 0.052 | 0.376 | 0 | 0 | 0.428 | 8 | 8 | 0 | 0 | 16 | 0 | 0 | 0 | 0 | 0 | 0 | 0 | 0 | 0 | 0 | 0 | 0 | 0 | 0 | 0 | 0 | 0 | 0 | 0 | 0 | 0 | 0 | 0 | 0 | 0 | 0 | 0 | 0 | 0 | 0 | 0 | 0 | 0 | 0 | 0 | 0 | 0 | 0 | 0 | 0 | 0 | 0 | 0 | 0 | 0 | 0 | 0 | 0 | 0 | 0 | 0 | 0 | 0 | 0 | 0 | 0 | 0 | 0 | 0 | 0 | 0 | 0 | 0 | 0 | 0 | 0 | 0 | 0 | 0 | 0 | 0 | 0 | 0 | 0 | 0 | 0 | 0 | 0 | 0 | 0 | 0 | 0 | 0 | 0 | 0 | 0.052 | 0.376 | 0 | 0 | 0.428 | 8 | 8 | 0 | 0 | 16 | 0 | 0 | 0 | 0 | 0
2023 | MN | 12227 | Meeker Coop Light & Power Assn | MISO | DC | 1.742 | 0.141 | . | . | 1.883 | 74 | 1 | . | . | 75 | 1701.16 | 14.64 | . | . | 1715.8 | . | . | . | . | 0 | . | . | . | . | 0 | 0.039 | . | . | . | 0.039 | 37 | . | . | . | 37 | . | . | . | . | 0 | . | . | . | . | 0 | . | . | . | . | 0 | . | . | . | . | 0 | . | . | . | . | 0 | . | . | . | . | 0 | 0.08 | . | . | . | 0.08 | 4 | . | . | . | 4 | . | . | . | . | 0 | . | . | . | . | 0 | . | . | . | . | 0 | . | . | . | . | 0 | 1.861 | 0.141 | 0 | 0 | 2.002 | 115 | 1 | 0 | 0 | 116 | 1701.16 | 14.64 | 0 | 0 | 1715.8
2023 | MN | 12546 | Mille Lacs Energy Cooperative | MISO | AC | 0.674 | 0.042 | . | . | 0.716 | 46 | 5 | . | . | 51 | 0.368 | . | . | . | 0.368 | . | . | . | . | 0 | . | . | . | . | 0 | . | . | . | . | 0 | . | . | . | . | 0 | 0.016 | . | . | . | 0.016 | 2 | . | . | . | 2 | . | . | . | . | 0 | . | . | . | . | 0 | . | . | . | . | 0 | . | . | . | . | 0 | . | 0.001 | . | . | 0.001 | . | 1 | . | . | 1 | . | . | . | . | 0 | . | . | . | . | 0 | . | . | . | . | 0 | . | . | . | . | 0 | 0.674 | 0.043 | 0 | 0 | 0.717 | 46 | 6 | 0 | 0 | 52 | 0.368 | 0 | 0 | 0 | 0.368
2023 | MN | 12647 | ALLETE, Inc. | MISO | AC | 7.545 | 6.798 | 0.02 | 0 | 14.363 | 823 | 167 | 1 | 0 | 991 | 2103.495 | 767.732 | 0 | 0 | 2871.227 | . | . | . | . | 0 | . | . | . | . | 0 | 0.518 | 0.522 | 0 | 0 | 1.04 | 94 | 3 | 0 | 0 | 97 | 0.299 | 0.006 | . | . | 0.305 | 20 | 1 | . | . | 21 | . | . | . | . | 0 | . | . | . | . | 0 | . | . | . | . | 0 | . | . | . | . | 0 | 0.082 | 0.093 | . | . | 0.175 | 8 | 7 | . | . | 15 | 0 | 1.038 | . | . | 1.038 | . | . | . | . | 0 | . | . | . | . | 0 | . | . | . | . | 0 | 8.145 | 7.413 | 0.02 | 0 | 15.578 | 925 | 177 | 1 | 0 | 1103 | 2103.495 | 768.77 | 0 | 0 | 2872.265
2023 | MN | 12651 | Minnesota Valley Electric Coop | MISO | AC | 3.892 | 0.887 | . | . | 4.779 | 350 | 15 | . | . | 365 | 3860.727 | 473.5 | . | . | 4334.227 | . | . | . | . | 0 | . | . | . | . | 0 | . | . | . | . | 0 | . | . | . | . | 0 | 0.081 | 0.133 | . | . | 0.214 | 8 | 1 | . | . | 9 | . | . | . | . | 0 | . | . | . | . | 0 | . | . | . | . | 0 | . | . | . | . | 0 | 0.134 | 0.14 | . | . | 0.274 | 7 | 4 | . | . | 11 | 48.523 | 55.371 | . | . | 103.894 | . | . | . | . | 0 | . | . | . | . | 0 | . | . | . | . | 0 | 4.026 | 1.027 | 0 | 0 | 5.053 | 357 | 19 | 0 | 0 | 376 | 3909.25 | 528.871 | 0 | 0 | 4438.121
2023 | MN | 12894 | City of Moorhead - (MN) | SWPP | AC | 0.255 | 0.026 | 0.371 | . | 0.652 | 22 | 3 | 3 | . | 28 | . | . | . | . | 0 | . | . | . | . | 0 | . | . | . | . | 0 | . | . | . | . | 0 | . | . | . | . | 0 | . | . | . | . | 0 | . | . | . | . | 0 | . | . | . | . | 0 | . | . | . | . | 0 | . | . | . | . | 0 | . | . | . | . | 0 | . | . | . | . | 0 | . | . | . | . | 0 | . | . | . | . | 0 | . | . | . | . | 0 | . | . | . | . | 0 | . | . | . | . | 0 | 0.255 | 0.026 | 0.371 | 0 | 0.652 | 22 | 3 | 3 | 0 | 28 | 0 | 0 | 0 | 0 | 0
2023 | MN | 13781 | Northern States Power Co - Minnesota | MISO | DC | 82.473 | 53.176 | 18.264 | 0 | 153.913 | 10955 | 1207 | 229 | 0 | 12391 | . | . | . | . | 0 | . | . | . | . | 0 | . | . | . | . | 0 | . | . | . | . | 0 | . | . | . | . | 0 | . | . | . | . | 0 | . | . | . | . | 0 | . | . | . | . | 0 | . | . | . | . | 0 | . | . | . | . | 0 | . | . | . | . | 0 | . | . | . | . | 0 | . | . | . | . | 0 | . | . | . | . | 0 | . | . | . | . | 0 | . | . | . | . | 0 | . | . | . | . | 0 | 82.473 | 53.176 | 18.264 | 0 | 153.913 | 10955 | 1207 | 229 | 0 | 12391 | 0 | 0 | 0 | 0 | 0
2023 | MN | 14232 | Otter Tail Power Co | MISO | AC | 0.657 | 1.656 | 0 | 0 | 2.313 | 56 | 36 | 0 | 0 | 92 | 28.546 | 20.247 | 0 | 0 | 48.793 | . | . | . | . | 0 | . | . | . | . | 0 | . | . | . | . | 0 | . | . | . | . | 0 | . | . | . | . | 0 | . | . | . | . | 0 | . | . | . | . | 0 | . | . | . | . | 0 | . | . | . | . | 0 | . | . | . | . | 0 | 0.002 | 0.199 | . | . | 0.201 | 1 | 8 | . | . | 9 | 0 | 1.4 | . | . | 1.4 | 0 | 0.035 | . | . | 0.035 | 0 | 1 | . | . | 1 | 0 | 0 | . | . | 0 | 0.659 | 1.89 | 0 | 0 | 2.549 | 57 | 45 | 0 | 0 | 102 | 28.546 | 21.647 | 0 | 0 | 50.193
2023 | MN | 14246 | City of Owatonna - (MN) | MISO | DC | 0.624 | 0.088 | 0 | 0 | 0.712 | 66 | 2 | 0 | 0 | 68 | 0 | 0 | 0 | 0 | 0 | 0 | 0 | 0 | 0 | 0 | 0 | 0 | 0 | . | 0 | 0 | 0 | 0 | 0 | 0 | 0 | 0 | 0 | 0 | 0 | 0 | 0 | 0 | 0 | 0 | 0 | 0 | 0 | 0 | 0 | 0 | 0 | 0 | 0 | 0 | 0 | 0 | 0 | 0 | 0 | 0 | 0 | 0 | 0 | 0 | 0 | 0 | 0 | 0 | 0 | 0 | 0 | 0 | 0 | 0 | 0 | 0 | 0 | 0 | 0 | 0 | 0 | 0 | 0 | 0 | 0 | 0 | 0 | 0 | 0 | 0 | 0 | 0 | 0 | 0 | 0 | 0 | 0 | 0 | 0 | 0.624 | 0.088 | 0 | 0 | 0.712 | 66 | 2 | 0 | 0 | 68 | 0 | 0 | 0 | 0 | 0
2023 | MN | 14468 | People's Cooperative Services | MISO | AC | 3.986 | 1.367 | 0 | 0 | 5.353 | 242 | 47 | 0 | 0 | 289 | 3768.63 | 1228.432 | 0 | 0 | 4997.062 | 0 | 0 | 0 | 0 | 0 | 0 | 0 | 0 | 0 | 0 | 0.25 | 0 | 0 | 0 | 0.25 | 148 | 0 | 0 | 0 | 148 | 0 | 0 | 0 | 0 | 0 | 0 | 0 | 0 | 0 | 0 | 0 | 0 | 0 | 0 | 0 | 0 | 0 | 0 | 0 | 0 | 0 | 0 | 0 | 0 | 0 | 0 | 0 | 0 | 0 | 0 | 0.07 | 0.099 | 0 | 0 | 0.169 | 4 | 4 | 0 | 0 | 8 | 16.772 | 47.647 | 0 | 0 | 64.419 | 0 | 0 | 0 | 0 | 0 | 0 | 0 | 0 | 0 | 0 | 0 | 0 | 0 | 0 | 0 | 4.306 | 1.466 | 0 | 0 | 5.772 | 394 | 51 | 0 | 0 | 445 | 3785.402 | 1276.079 | 0 | 0 | 5061.481
2023 | MN | 16181 | Rochester Public Utilities | MISO | AC | 3.955 | 0.589 | . | . | 4.544 | 505 | 20 | . | . | 525 | 3455.499 | 222.28 | . | . | 3677.779 | . | . | . | . | 0 | . | . | . | . | 0 | 0.286 | . | . | . | 0.286 | 208 | . | . | . | 208 | 0.032 | . | . | . | 0.032 | 6 | . | . | . | 6 | 0.066 | . | . | . | 0.066 | . | . | . | . | 0 | . | . | . | . | 0 | . | . | . | . | 0 | 0.003 | . | . | . | 0.003 | 1 | . | . | . | 1 | 0.032 | . | . | . | 0.032 | . | . | . | . | 0 | . | . | . | . | 0 | . | . | . | . | 0 | 4.244 | 0.589 | 0 | 0 | 4.833 | 714 | 20 | 0 | 0 | 734 | 3455.531 | 222.28 | 0 | 0 | 3677.811
2023 | MN | 16368 | Runestone Electric Assn | MISO | AC | 0.991 | 0.08 | . | . | 1.071 | 56 | 2 | . | . | 58 | 606.288 | 97.28 | . | . | 703.568 | . | . | . | . | 0 | . | . | . | . | 0 | . | . | . | . | 0 | . | . | . | . | 0 | . | . | . | . | 0 | . | . | . | . | 0 | . | . | . | . | 0 | . | . | . | . | 0 | . | . | . | . | 0 | . | . | . | . | 0 | 0.128 | 0.04 | . | . | 0.168 | 5 | 1 | . | . | 6 | 4.658 | 62.36 | . | . | 67.018 | . | . | . | . | 0 | . | . | . | . | 0 | . | . | . | . | 0 | 1.119 | 0.12 | 0 | 0 | 1.239 | 61 | 3 | 0 | 0 | 64 | 610.946 | 159.64 | 0 | 0 | 770.586
2023 | MN | 16971 | Shakopee Public Utilities Comm | MISO | AC | 2.008 | 0.258 | 0.045 | . | 2.311 | 272 | 12 | 2 | . | 286 | . | . | . | . | 0 | . | . | . | . | 0 | . | . | . | . | 0 | . | . | . | . | 0 | . | . | . | . | 0 | . | . | . | . | 0 | . | . | . | . | 0 | . | . | . | . | 0 | . | . | . | . | 0 | . | . | . | . | 0 | . | . | . | . | 0 | . | . | . | . | 0 | . | . | . | . | 0 | . | . | . | . | 0 | . | . | . | . | 0 | . | . | . | . | 0 | . | . | . | . | 0 | 2.008 | 0.258 | 0.045 | 0 | 2.311 | 272 | 12 | 2 | 0 | 286 | 0 | 0 | 0 | 0 | 0
2023 | MN | 17267 | Sioux Valley SW Elec Coop | SWPP | DC | 0.38 | 0.028 | . | . | 0.408 | 19 | 2 | . | . | 21 | 21.547 | 0.648 | . | . | 22.195 | . | . | . | . | 0 | . | . | . | . | 0 | . | . | . | . | 0 | . | . | . | . | 0 | . | . | . | . | 0 | . | . | . | . | 0 | . | . | . | . | 0 | . | . | . | . | 0 | . | . | . | . | 0 | . | . | . | . | 0 | 0.034 | . | . | . | 0.034 | 1 | . | . | . | 1 | 0 | . | . | . | 0 | . | . | . | . | 0 | . | . | . | . | 0 | . | . | . | . | 0 | 0.414 | 0.028 | 0 | 0 | 0.442 | 20 | 2 | 0 | 0 | 22 | 21.547 | 0.648 | 0 | 0 | 22.195
2023 | MN | 17550 | South Central Electric Assn | MISO | AC | 0.864 | 0.217 | . | . | 1.081 | 33 | 6 | . | . | 39 | 808.897 | 120.328 | . | . | 929.225 | . | . | . | . | 0 | . | . | . | . | 0 | . | . | . | . | 0 | . | . | . | . | 0 | . | . | . | . | 0 | . | . | . | . | 0 | . | . | . | . | 0 | . | . | . | . | 0 | . | . | . | . | 0 | . | . | . | . | 0 | 0.085 | 0.177 | . | . | 0.262 | 3 | 7 | . | . | 10 | 153.362 | 162.72 | . | . | 316.082 | . | . | . | . | 0 | . | . | . | . | 0 | . | . | . | . | 0 | 0.949 | 0.394 | 0 | 0 | 1.343 | 36 | 13 | 0 | 0 | 49 | 962.259 | 283.048 | 0 | 0 | 1245.307
2023 | MN | 18019 | Stearns Cooperative Elec Assn | MISO | AC | 2.411 | 0.301 | 0.04 | . | 2.752 | 178 | 10 | 1 | . | 189 | 2108.531 | 149.493 | 63.742 | . | 2321.766 | . | . | . | . | 0 | . | . | . | . | 0 | 0.016 | . | . | . | 0.016 | 25 | . | . | . | 25 | . | . | . | . | 0 | . | . | . | . | 0 | . | . | . | . | 0 | . | . | . | . | 0 | . | . | . | . | 0 | . | . | . | . | 0 | 0.244 | 0.02 | 0 | . | 0.264 | 9 | 1 | 0 | . | 10 | 109.37 | 0 | 0 | . | 109.37 | . | . | . | . | 0 | . | . | . | . | 0 | . | . | . | . | 0 | 2.671 | 0.321 | 0.04 | 0 | 3.032 | 212 | 11 | 1 | 0 | 224 | 2217.901 | 149.493 | 63.742 | 0 | 2431.136
2023 | MN | 18047 | Steele-Waseca Cooperative Electric | MISO | AC | 2.916 | . | . | . | 2.916 | 186 | . | . | . | 186 | 4408.6 | 20 | . | . | 4428.6 | . | . | . | . | 0 | . | . | . | . | 0 | . | 0.096 | . | . | 0.096 | . | 1 | . | . | 1 | . | . | . | . | 0 | . | . | . | . | 0 | . | . | . | . | 0 | . | . | . | . | 0 | . | . | . | . | 0 | . | . | . | . | 0 | 0.763 | . | . | . | 0.763 | 22 | . | . | . | 22 | 576.9 | . | . | . | 576.9 | . | . | . | . | 0 | . | . | . | . | 0 | . | . | . | . | 0 | 3.679 | 0.096 | 0 | 0 | 3.775 | 208 | 1 | 0 | 0 | 209 | 4985.5 | 20 | 0 | 0 | 5005.5
2023 | MN | 19157 | MiEnergy Cooperative | MISO | AC | 7.536 | 2.949 | . | . | 10.485 | 370 | 94 | . | . | 464 | 6832.404 | 2726.253 | . | . | 9558.657 | . | . | . | . | 0 | . | . | . | . | 0 | 0.069 | . | . | . | 0.069 | 96 | . | . | . | 96 | 0.063 | . | . | . | 0.063 | 9 | . | . | . | 9 | 0.11 | . | . | . | 0.11 | . | . | . | . | 0 | . | . | . | . | 0 | . | . | . | . | 0 | 0.186 | 0.055 | . | . | 0.241 | 11 | 2 | . | . | 13 | 87.257 | 21.804 | . | . | 109.061 | 0.036 | . | . | . | 0.036 | 1 | . | . | . | 1 | 0 | . | . | . | 0 | 7.827 | 3.004 | 0 | 0 | 10.831 | 478 | 96 | 0 | 0 | 574 | 6919.661 | 2748.057 | 0 | 0 | 9667.718
2023 | MN | 20639 | Wild Rice Electric Coop, Inc | MISO | AC | 0.643 | 0.671 | . | . | 1.314 | 36 | 24 | . | . | 60 | 600.068 | 1003.109 | . | . | 1603.177 | . | . | . | . | 0 | . | . | . | . | 0 | . | . | . | . | 0 | . | . | . | . | 0 | . | . | . | . | 0 | . | . | . | . | 0 | . | . | . | . | 0 | . | . | . | . | 0 | . | . | . | . | 0 | . | . | . | . | 0 | 0.006 | 0.05 | . | . | 0.056 | 2 | 1 | . | . | 3 | . | . | . | . | 0 | . | . | . | . | 0 | . | . | . | . | 0 | . | . | . | . | 0 | 0.649 | 0.721 | 0 | 0 | 1.37 | 38 | 25 | 0 | 0 | 63 | 600.068 | 1003.109 | 0 | 0 | 1603.177
2023 | MN | 20737 | Willmar Municipal Utilities | MISO | AC | 0.095 | 0.02 | . | . | 0.115 | 10 | 1 | . | . | 11 | . | . | . | . | 0 | . | . | . | . | 0 | . | . | . | . | 0 | . | . | . | . | 0 | . | . | . | . | 0 | 0.005 | . | . | . | 0.005 | 1 | . | . | . | 1 | . | . | . | . | 0 | . | . | . | . | 0 | . | . | . | . | 0 | . | . | . | . | 0 | . | . | . | . | 0 | . | . | . | . | 0 | . | . | . | . | 0 | . | . | . | . | 0 | . | . | . | . | 0 | . | . | . | . | 0 | 0.095 | 0.02 | 0 | 0 | 0.115 | 10 | 1 | 0 | 0 | 11 | 0 | 0 | 0 | 0 | 0
2023 | MN | 20996 | Wright-Hennepin Coop Elec Assn | MISO | AC | 3.869 | 0.469 | 0 | 0 | 4.338 | 274 | 15 | 0 | 0 | 289 | 1683.055 | 143.281 | . | . | 1826.336 | . | . | . | . | 0 | . | . | . | . | 0 | 0.075 | . | . | . | 0.075 | 40 | . | . | . | 40 | . | . | . | . | 0 | . | . | . | . | 0 | . | . | . | . | 0 | . | . | . | . | 0 | . | . | . | . | 0 | . | . | . | . | 0 | 0.08 | . | . | . | 0.08 | 5 | . | . | . | 5 | 10.37 | . | . | . | 10.37 | . | . | . | . | 0 | . | . | . | . | 0 | . | . | . | . | 0 | 4.024 | 0.469 | 0 | 0 | 4.493 | 319 | 15 | 0 | 0 | 334 | 1693.425 | 143.281 | 0 | 0 | 1836.706
2023 | MN | 21013 | City of Worthington - (MN) | MISO | AC | 0.014 | . | . | . | 0.014 | 2 | . | . | . | 2 | . | . | . | . | 0 | . | . | . | . | 0 | . | . | . | . | 0 | . | . | . | . | 0 | . | . | . | . | 0 | . | . | . | . | 0 | . | . | . | . | 0 | . | . | . | . | 0 | . | . | . | . | 0 | . | . | . | . | 0 | . | . | . | . | 0 | . | . | . | . | 0 | . | . | . | . | 0 | . | . | . | . | 0 | . | . | . | . | 0 | . | . | . | . | 0 | . | . | . | . | 0 | 0.014 | 0 | 0 | 0 | 0.014 | 2 | 0 | 0 | 0 | 2 | 0 | 0 | 0 | 0 | 0
2023 | MN | 25177 | Dakota Electric Association | MISO | AC | 13.571 | 0.693 | 0 | . | 14.264 | 1365 | 21 | 0 | . | 1386 | . | . | . | . | 0 | . | . | . | . | 0 | . | . | . | . | 0 | . | . | . | . | 0 | . | . | . | . | 0 | . | . | . | . | 0 | . | . | . | . | 0 | . | . | . | . | 0 | . | . | . | . | 0 | . | . | . | . | 0 | . | . | . | . | 0 | 0.11 | 0.095 | 0 | . | 0.205 | 6 | 4 | 0 | . | 10 | . | . | . | . | 0 | . | . | . | . | 0 | . | . | . | . | 0 | . | . | . | . | 0 | 13.681 | 0.788 | 0 | 0 | 14.469 | 1371 | 25 | 0 | 0 | 1396 | 0 | 0 | 0 | 0 | 0
2023 | MN | 40304 | Minnesota Valley Coop L&P Assn | MISO | AC | 0.524 | . | . | . | 0.524 | 30 | . | . | . | 30 | 0.411 | . | . | . | 0.411 | . | . | . | . | 0 | . | . | . | . | 0 | . | . | . | . | 0 | . | . | . | . | 0 | . | . | . | . | 0 | . | . | . | . | 0 | . | . | . | . | 0 | . | . | . | . | 0 | . | . | . | . | 0 | . | . | . | . | 0 | 0.117 | . | . | . | 0.117 | 5 | . | . | . | 5 | 0.047 | . | . | . | 0.047 | . | . | . | . | 0 | . | . | . | . | 0 | . | . | . | . | 0 | 0.641 | 0 | 0 | 0 | 0.641 | 35 | 0 | 0 | 0 | 35 | 0.458 | 0 | 0 | 0 | 0.458
2023 | MN | 99999 | State Adjustment | MISO |  | -11.186 | -6.629 | -3.115 | . | -20.93 | . | . | . | . | . | . | . | . | . | . | . | . | . | . | . | . | . | . | . | . | . | . | . | . | . | . | . | . | . | . | . | . | . | . | . | . | . | . | . | . | . | . | . | . | . | . | . | . | . | . | . | . | . | . | . | . | . | . | . | . | . | . | . | . | . | . | . | . | . | . | . | . | . | . | . | . | . | . | . | . | . | . | . | . | . | . | . | . | . | . | -11.186 | -6.629 | -3.115 | . | -20.93 | . | . | . | . | . | . | . | . | . | .
2023 | MN | 99999 | State Adjustment | SWPP |  | 0.037 | -0.005 | . | . | 0.032 | . | . | . | . | . | . | . | . | . | . | . | . | . | . | . | . | . | . | . | . | . | . | . | . | . | . | . | . | . | . | . | . | . | . | . | . | . | . | . | . | . | . | . | . | . | . | . | . | . | . | . | . | . | . | . | . | . | . | . | . | . | . | . | . | . | . | . | . | . | . | . | . | . | . | . | . | . | . | . | . | . | . | . | . | . | . | . | . | . | . | 0.037 | -0.005 | . | . | 0.032 | . | . | . | . | . | . | . | . | . | .
2023 | MO | 1775 | Black River Electric Coop - (MO) | AECI | AC | 0.795 | . | . | . | 0.795 | 82 | . | . | . | 82 | . | . | . | . | 0 | . | . | . | . | 0 | . | . | . | . | 0 | . | . | . | . | 0 | . | . | . | . | 0 | . | . | . | . | 0 | . | . | . | . | 0 | . | . | . | . | 0 | . | . | . | . | 0 | . | . | . | . | 0 | . | . | . | . | 0 | 0.008 | . | . | . | 0.008 | 3 | . | . | . | 3 | . | . | . | . | 0 | 0.014 | . | . | . | 0.014 | 3 | . | . | . | 3 | . | . | . | . | 0 | 0.817 | 0 | 0 | 0 | 0.817 | 88 | 0 | 0 | 0 | 88 | 0 | 0 | 0 | 0 | 0
2023 | MO | 2001 | Boone Electric Coop | AECI | AC | 2.84 | 0.16 | . | . | 3 | 295 | 3 | . | . | 298 | 2042 | 67 | . | . | 2109 | . | . | . | . | 0 | . | . | . | . | 0 | . | . | . | . | 0 | . | . | . | . | 0 | . | . | . | . | 0 | . | . | . | . | 0 | . | . | . | . | 0 | . | . | . | . | 0 | . | . | . | . | 0 | . | . | . | . | 0 | . | . | . | . | 0 | . | . | . | . | 0 | . | . | . | . | 0 | . | . | . | . | 0 | . | . | . | . | 0 | . | . | . | . | 0 | 2.84 | 0.16 | 0 | 0 | 3 | 295 | 3 | 0 | 0 | 298 | 2042 | 67 | 0 | 0 | 2109
2023 | MO | 3113 | City of Carthage - (MO) | SWPP | AC | 0.52 | 0.606 | . | . | 1.126 | 53 | 5 | . | . | 58 | . | . | . | . | 0 | . | . | . | . | 0 | . | . | . | . | 0 | . | . | . | . | 0 | . | . | . | . | 0 | . | . | . | . | 0 | . | . | . | . | 0 | . | . | . | . | 0 | . | . | . | . | 0 | . | . | . | . | 0 | . | . | . | . | 0 | . | . | . | . | 0 | . | . | . | . | 0 | . | . | . | . | 0 | . | . | . | . | 0 | . | . | . | . | 0 | . | . | . | . | 0 | 0.52 | 0.606 | 0 | 0 | 1.126 | 53 | 5 | 0 | 0 | 58 | 0 | 0 | 0 | 0 | 0
2023 | MO | 3268 | Central Missouri Elec Coop Inc | AECI | AC | 1.162 | . | . | . | 1.162 | 98 | . | . | . | 98 | . | . | . | . | 0 | . | . | . | . | 0 | . | . | . | . | 0 | . | . | . | . | 0 | . | . | . | . | 0 | . | . | . | . | 0 | . | . | . | . | 0 | . | . | . | . | 0 | . | . | . | . | 0 | . | . | . | . | 0 | . | . | . | . | 0 | 0.002 | . | . | . | 0.002 | 1 | . | . | . | 1 | . | . | . | . | 0 | . | . | . | . | 0 | . | . | . | . | 0 | . | . | . | . | 0 | 1.164 | 0 | 0 | 0 | 1.164 | 99 | 0 | 0 | 0 | 99 | 0 | 0 | 0 | 0 | 0
2023 | MO | 3600 | Citizens Electric Corporation - (MO) | MISO | DC | 2.058 | 0.09 | . | . | 2.148 | 241 | 5 | . | . | 246 | 2977.407 | 187.54 | . | . | 3164.947 | . | . | . | . | 0 | . | . | . | . | 0 | . | . | . | . | 0 | . | . | . | . | 0 | . | . | . | . | 0 | . | . | . | . | 0 | . | . | . | . | 0 | . | . | . | . | 0 | . | . | . | . | 0 | . | . | . | . | 0 | 0.013 | 0 | . | . | 0.013 | 2 | 0 | . | . | 2 | 17.815 | 0 | . | . | 17.815 | . | . | . | . | 0 | . | . | . | . | 0 | . | . | . | . | 0 | 2.071 | 0.09 | 0 | 0 | 2.161 | 243 | 5 | 0 | 0 | 248 | 2995.222 | 187.54 | 0 | 0 | 3182.762
2023 | MO | 4045 | City of Columbia - (MO) | MISO | DC | 3.87 | 1.176 | 0.31 | . | 5.356 | 490 | 39 | 2 | . | 531 | 2149.53 | 512.04 | 0 | . | 2661.57 | . | . | . | . | 0 | . | . | . | . | 0 | . | . | . | . | 0 | . | . | . | . | 0 | . | . | . | . | 0 | . | . | . | . | 0 | . | . | . | . | 0 | . | . | . | . | 0 | . | . | . | . | 0 | . | . | . | . | 0 | . | 0.001 | . | . | 0.001 | . | 1 | . | . | 1 | . | . | . | . | 0 | . | . | . | . | 0 | . | . | . | . | 0 | . | . | . | . | 0 | 3.87 | 1.177 | 0.31 | 0 | 5.357 | 490 | 40 | 2 | 0 | 532 | 2149.53 | 512.04 | 0 | 0 | 2661.57
2023 | MO | 4063 | Co-Mo Electric Coop Inc | AECI | AC | 2.172 | 0.165 | . | . | 2.337 | 197 | 6 | . | . | 203 | 315.479 | 2.824 | . | . | 318.303 | . | . | . | . | 0 | . | . | . | . | 0 | . | . | . | . | 0 | . | . | . | . | 0 | 0.185 | . | . | . | 0.185 | 14 | . | . | . | 14 | . | . | . | . | 0 | . | . | . | . | 0 | . | . | . | . | 0 | . | . | . | . | 0 | . | 0.004 | . | . | 0.004 | . | 2 | . | . | 2 | . | . | . | . | 0 | . | . | . | . | 0 | . | . | . | . | 0 | . | . | . | . | 0 | 2.172 | 0.169 | 0 | 0 | 2.341 | 197 | 8 | 0 | 0 | 205 | 315.479 | 2.824 | 0 | 0 | 318.303
2023 | MO | 4160 | Callaway Electric Cooperative | AECI | AC | 1.222 | 0.202 | . | . | 1.424 | 121 | 6 | . | . | 127 | . | . | . | . | 0 | . | . | . | . | 0 | . | . | . | . | 0 | . | . | . | . | 0 | . | . | . | . | 0 | . | . | . | . | 0 | . | . | . | . | 0 | . | . | . | . | 0 | . | . | . | . | 0 | . | . | . | . | 0 | . | . | . | . | 0 | 0.003 | . | . | . | 0.003 | 1 | . | . | . | 1 | . | . | . | . | 0 | . | . | . | . | 0 | . | . | . | . | 0 | . | . | . | . | 0 | 1.225 | 0.202 | 0 | 0 | 1.427 | 122 | 6 | 0 | 0 | 128 | 0 | 0 | 0 | 0 | 0
2023 | MO | 4237 | Consolidated Electric Coop | AECI | AC | 0.693 | 0.288 | . | . | 0.981 | 52 | 8 | . | . | 60 | 183.99 | 41.68 | . | . | 225.67 | . | . | . | . | 0 | . | . | . | . | 0 | . | . | . | . | 0 | . | . | . | . | 0 | 0.037 | . | . | . | 0.037 | 6 | . | . | . | 6 | . | . | . | . | 0 | . | . | . | . | 0 | . | . | . | . | 0 | . | . | . | . | 0 | 0.029 | . | . | . | 0.029 | 7 | . | . | . | 7 | 0 | . | . | . | 0 | . | . | . | . | 0 | . | . | . | . | 0 | . | . | . | . | 0 | 0.722 | 0.288 | 0 | 0 | 1.01 | 59 | 8 | 0 | 0 | 67 | 183.99 | 41.68 | 0 | 0 | 225.67
2023 | MO | 4524 | Crawford Electric Coop, Inc | AECI | AC | 0.858 | 0.043 | . | . | 0.901 | 91 | 5 | . | . | 96 | 137.59 | 5.338 | . | . | 142.928 | . | . | . | . | 0 | . | . | . | . | 0 | . | . | . | . | 0 | . | . | . | . | 0 | . | . | . | . | 0 | . | . | . | . | 0 | . | . | . | . | 0 | . | . | . | . | 0 | . | . | . | . | 0 | . | . | . | . | 0 | . | . | . | . | 0 | . | . | . | . | 0 | . | . | . | . | 0 | . | . | . | . | 0 | . | . | . | . | 0 | . | . | . | . | 0 | 0.858 | 0.043 | 0 | 0 | 0.901 | 91 | 5 | 0 | 0 | 96 | 137.59 | 5.338 | 0 | 0 | 142.928
2023 | MO | 4675 | Cuivre River Electric Coop Inc | AECI | AC | 2.053 | 0.008 | . | . | 2.061 | 238 | 1 | . | . | 239 | 1562.169 | 0.6 | . | . | 1562.769 | . | . | . | . | 0 | . | . | . | . | 0 | . | . | . | . | 0 | . | . | . | . | 0 | . | . | . | . | 0 | . | . | . | . | 0 | . | . | . | . | 0 | . | . | . | . | 0 | . | . | . | . | 0 | . | . | . | . | 0 | . | . | . | . | 0 | . | . | . | . | 0 | . | . | . | . | 0 | . | . | . | . | 0 | . | . | . | . | 0 | . | . | . | . | 0 | 2.053 | 0.008 | 0 | 0 | 2.061 | 238 | 1 | 0 | 0 | 239 | 1562.169 | 0.6 | 0 | 0 | 1562.769
2023 | MO | 5860 | Empire District Electric Co | SWPP | DC | 55.642 | 34.927 | 0.746 | . | 91.315 | 4246 | 444 | 7 | . | 4697 | 198.814 | 108.233 | . | . | 307.047 | . | . | . | . | 0 | . | . | . | . | 0 | . | . | . | . | 0 | . | . | . | . | 0 | . | . | . | . | 0 | . | . | . | . | 0 | . | . | . | . | 0 | . | . | . | . | 0 | . | . | . | . | 0 | . | . | . | . | 0 | 0.01 | 0.002 | . | . | 0.012 | 1 | 1 | . | . | 2 | . | . | . | . | 0 | . | . | . | . | 0 | . | . | . | . | 0 | . | . | . | . | 0 | 55.652 | 34.929 | 0.746 | 0 | 91.327 | 4247 | 445 | 7 | 0 | 4699 | 198.814 | 108.233 | 0 | 0 | 307.047
2023 | MO | 6181 | Farmers Electric Coop, Inc - (MO) | AECI | AC | 1.336 | 0.118 | . | . | 1.454 | 132 | 2 | . | . | 134 | 1056.605 | 130.36 | . | . | 1186.965 | . | . | . | . | 0 | . | . | . | . | 0 | . | . | . | . | 0 | . | . | . | . | 0 | . | . | . | . | 0 | . | . | . | . | 0 | . | . | . | . | 0 | . | . | . | . | 0 | . | . | . | . | 0 | . | . | . | . | 0 | 0.025 | . | . | . | 0.025 | 2 | . | . | . | 2 | 12.67 | . | . | . | 12.67 | . | . | . | . | 0 | . | . | . | . | 0 | . | . | . | . | 0 | 1.361 | 0.118 | 0 | 0 | 1.479 | 134 | 2 | 0 | 0 | 136 | 1069.275 | 130.36 | 0 | 0 | 1199.635
2023 | MO | 6205 | City of Farmington - (MO) | MISO | AC | 0.168 | 0.062 | . | . | 0.23 | 17 | 1 | . | . | 18 | . | . | . | . | 0 | . | . | . | . | 0 | . | . | . | . | 0 | . | . | . | . | 0 | . | . | . | . | 0 | . | . | . | . | 0 | . | . | . | . | 0 | . | . | . | . | 0 | . | . | . | . | 0 | . | . | . | . | 0 | . | . | . | . | 0 | . | . | . | . | 0 | . | . | . | . | 0 | . | . | . | . | 0 | . | . | . | . | 0 | . | . | . | . | 0 | . | . | . | . | 0 | 0.168 | 0.062 | 0 | 0 | 0.23 | 17 | 1 | 0 | 0 | 18 | 0 | 0 | 0 | 0 | 0
2023 | MO | 7024 | Gascosage Electric Coop | AECI | AC | 0.52 | . | . | . | 0.52 | 47 | . | . | . | 47 | . | . | . | . | 0 | . | . | . | . | 0 | . | . | . | . | 0 | . | . | . | . | 0 | . | . | . | . | 0 | . | . | . | . | 0 | . | . | . | . | 0 | . | . | . | . | 0 | . | . | . | . | 0 | . | . | . | . | 0 | . | . | . | . | 0 | . | . | . | . | 0 | . | . | . | . | 0 | . | . | . | . | 0 | . | . | . | . | 0 | . | . | . | . | 0 | . | . | . | . | 0 | 0.52 | 0 | 0 | 0 | 0.52 | 47 | 0 | 0 | 0 | 47 | 0 | 0 | 0 | 0 | 0
2023 | MO | 8055 | City of Hannibal - (MO) | MISO | AC | 0.055 | . | . | . | 0.055 | 11 | . | . | . | 11 | . | . | . | . | 0 | . | . | . | . | 0 | . | . | . | . | 0 | . | . | . | . | 0 | . | . | . | . | 0 | . | . | . | . | 0 | . | . | . | . | 0 | . | . | . | . | 0 | . | . | . | . | 0 | . | . | . | . | 0 | . | . | . | . | 0 | 0.064 | . | . | . | 0.064 | 1 | . | . | . | 1 | . | . | . | . | 0 | . | . | . | . | 0 | . | . | . | . | 0 | . | . | . | . | 0 | 0.119 | 0 | 0 | 0 | 0.119 | 12 | 0 | 0 | 0 | 12 | 0 | 0 | 0 | 0 | 0
2023 | MO | 8934 | Howell-Oregon Elec Coop, Inc | AECI | AC | 2.096 | 0.1 | 0.6 | . | 2.796 | 196 | 6 | 3 | . | 205 | . | . | . | . | 0 | . | . | . | . | 0 | . | . | . | . | 0 | . | . | . | . | 0 | . | . | . | . | 0 | . | . | . | . | 0 | . | . | . | . | 0 | . | . | . | . | 0 | . | . | . | . | 0 | . | . | . | . | 0 | . | . | . | . | 0 | 0.003 | . | . | . | 0.003 | 1 | . | . | . | 1 | . | . | . | . | 0 | . | . | . | . | 0 | . | . | . | . | 0 | . | . | . | . | 0 | 2.099 | 0.1 | 0.6 | 0 | 2.799 | 197 | 6 | 3 | 0 | 206 | 0 | 0 | 0 | 0 | 0
2023 | MO | 9231 | City of Independence - (MO) | SWPP | AC | 4.437 | 0.79 | 0 | 0 | 5.227 | 589 | 30 | 0 | 0 | 619 | . | . | . | . | 0 | . | . | . | . | 0 | . | . | . | . | 0 | . | . | . | . | 0 | . | . | . | . | 0 | . | . | . | . | 0 | . | . | . | . | 0 | . | . | . | . | 0 | . | . | . | . | 0 | . | . | . | . | 0 | . | . | . | . | 0 | . | 0.002 | . | . | 0.002 | . | 1 | . | . | 1 | . | . | . | . | 0 | . | . | . | . | 0 | . | . | . | . | 0 | . | . | . | . | 0 | 4.437 | 0.792 | 0 | 0 | 5.229 | 589 | 31 | 0 | 0 | 620 | 0 | 0 | 0 | 0 | 0
2023 | MO | 9331 | Intercounty Electric Coop Assn - (MO) | AECI | AC | 3.147 | . | . | . | 3.147 | 294 | . | . | . | 294 | . | . | . | . | 0 | . | . | . | . | 0 | . | . | . | . | 0 | . | . | . | . | 0 | . | . | . | . | 0 | 0.442 | . | . | . | 0.442 | 47 | . | . | . | 47 | . | . | . | . | 0 | . | . | . | . | 0 | . | . | . | . | 0 | . | . | . | . | 0 | . | . | . | . | 0 | . | . | . | . | 0 | . | . | . | . | 0 | . | . | . | . | 0 | . | . | . | . | 0 | . | . | . | . | 0 | 3.147 | 0 | 0 | 0 | 3.147 | 294 | 0 | 0 | 0 | 294 | 0 | 0 | 0 | 0 | 0
2023 | MO | 10000 | Evergy Metro | SWPP | AC | 27.106 | 20.788 | 1.527 | . | 49.421 | 3124 | 826 | 53 | . | 4003 | 15318.324 | 5864.697 | 532.875 | . | 21715.896 | 1.349 | 0.033 | . | . | 1.382 | 487 | 2 | . | . | 489 | . | . | . | . | 0 | . | . | . | . | 0 | 0.064 | . | . | . | 0.064 | 8 | . | . | . | 8 | . | . | . | . | 0 | . | . | . | . | 0 | . | . | . | . | 0 | . | . | . | . | 0 | 0.011 | . | 0.05 | . | 0.061 | 4 | . | 1 | . | 5 | 0.13 | . | 0 | . | 0.13 | . | . | . | . | 0 | . | . | . | . | 0 | . | . | . | . | 0 | 28.466 | 20.821 | 1.577 | 0 | 50.864 | 3615 | 828 | 54 | 0 | 4497 | 15318.454 | 5864.697 | 532.875 | 0 | 21716.026
2023 | MO | 10370 | City of Kirkwood - (MO) | MISO | AC | 0.289 | . | . | . | 0.289 | 36 | . | . | . | 36 | 0.173 | . | . | . | 0.173 | . | . | . | . | 0 | . | . | . | . | 0 | . | . | . | . | 0 | . | . | . | . | 0 | . | . | . | . | 0 | . | . | . | . | 0 | . | . | . | . | 0 | . | . | . | . | 0 | . | . | . | . | 0 | . | . | . | . | 0 | . | . | . | . | 0 | . | . | . | . | 0 | . | . | . | . | 0 | . | . | . | . | 0 | . | . | . | . | 0 | . | . | . | . | 0 | 0.289 | 0 | 0 | 0 | 0.289 | 36 | 0 | 0 | 0 | 36 | 0.173 | 0 | 0 | 0 | 0.173
2023 | MO | 10603 | Laclede Electric Coop, Inc | AECI | AC | 2.59 | 0.6 | . | . | 3.19 | 262 | 17 | . | . | 279 | 406.26 | 95.13 | . | . | 501.39 | . | . | . | . | 0 | . | . | . | . | 0 | . | . | . | . | 0 | . | . | . | . | 0 | . | . | . | . | 0 | . | . | . | . | 0 | . | . | . | . | 0 | . | . | . | . | 0 | . | . | . | . | 0 | . | . | . | . | 0 | . | . | . | . | 0 | . | . | . | . | 0 | . | . | . | . | 0 | . | . | . | . | 0 | . | . | . | . | 0 | . | . | . | . | 0 | 2.59 | 0.6 | 0 | 0 | 3.19 | 262 | 17 | 0 | 0 | 279 | 406.26 | 95.13 | 0 | 0 | 501.39
2023 | MO | 10832 | City of Lebanon - (MO) | AECI | AC | 0.105 | 0.004 | . | . | 0.109 | 13 | 1 | . | . | 14 | . | . | . | . | 0 | . | . | . | . | 0 | . | . | . | . | 0 | . | . | . | . | 0 | . | . | . | . | 0 | . | . | . | . | 0 | . | . | . | . | 0 | . | . | . | . | 0 | . | . | . | . | 0 | . | . | . | . | 0 | . | . | . | . | 0 | . | . | . | . | 0 | . | . | . | . | 0 | . | . | . | . | 0 | . | . | . | . | 0 | . | . | . | . | 0 | . | . | . | . | 0 | 0.105 | 0.004 | 0 | 0 | 0.109 | 13 | 1 | 0 | 0 | 14 | 0 | 0 | 0 | 0 | 0
2023 | MO | 11463 | Macon Electric Coop | AECI | AC | 0.57 | 0.46 | . | . | 1.03 | 56 | 12 | . | . | 68 | . | . | . | . | 0 | . | . | . | . | 0 | . | . | . | . | 0 | . | . | . | . | 0 | . | . | . | . | 0 | . | . | . | . | 0 | . | . | . | . | 0 | . | . | . | . | 0 | . | . | . | . | 0 | . | . | . | . | 0 | . | . | . | . | 0 | . | . | . | . | 0 | . | . | . | . | 0 | . | . | . | . | 0 | . | . | . | . | 0 | . | . | . | . | 0 | . | . | . | . | 0 | 0.57 | 0.46 | 0 | 0 | 1.03 | 56 | 12 | 0 | 0 | 68 | 0 | 0 | 0 | 0 | 0
2023 | MO | 12698 | Evergy Missouri West | SWPP | AC | 47.557 | 23.959 | 0.891 | . | 72.407 | 4309 | 854 | 21 | . | 5184 | 29241.97 | 8165.311 | 160.158 | . | 37567.439 | . | . | . | . | 0 | . | . | . | . | 0 | 0.845 | 0.046 | . | . | 0.891 | 256 | 5 | . | . | 261 | 0.044 | . | . | . | 0.044 | 5 | . | . | . | 5 | . | . | . | . | 0 | . | . | . | . | 0 | . | . | . | . | 0 | . | . | . | . | 0 | 0.026 | 0.006 | . | . | 0.032 | 11 | 2 | . | . | 13 | 23.038 | 0 | . | . | 23.038 | . | . | . | . | 0 | . | . | . | . | 0 | . | . | . | . | 0 | 48.428 | 24.011 | 0.891 | 0 | 73.33 | 4576 | 861 | 21 | 0 | 5458 | 29265.008 | 8165.311 | 160.158 | 0 | 37590.477
2023 | MO | 12700 | Missouri Rural Electric Coop | AECI | AC | 0.068 | 0.015 | 0.132 | . | 0.215 | 7 | 1 | 3 | . | 11 | . | . | . | . | 0 | . | . | . | . | 0 | . | . | . | . | 0 | . | . | . | . | 0 | . | . | . | . | 0 | . | . | . | . | 0 | . | . | . | . | 0 | . | . | . | . | 0 | . | . | . | . | 0 | . | . | . | . | 0 | . | . | . | . | 0 | 0.002 | . | . | . | 0.002 | 1 | . | . | . | 1 | . | . | . | . | 0 | . | . | . | . | 0 | . | . | . | . | 0 | . | . | . | . | 0 | 0.07 | 0.015 | 0.132 | 0 | 0.217 | 8 | 1 | 3 | 0 | 12 | 0 | 0 | 0 | 0 | 0
2023 | MO | 12782 | City of Monett - (MO) | SWPP | AC | 0.268 | 0.013 | . | . | 0.281 | 28 | 1 | . | . | 29 | 0.042 | 0.001 | . | . | 0.043 | . | . | . | . | 0 | . | . | . | . | 0 | . | . | . | . | 0 | . | . | . | . | 0 | . | . | . | . | 0 | . | . | . | . | 0 | . | . | . | . | 0 | . | . | . | . | 0 | . | . | . | . | 0 | . | . | . | . | 0 | . | . | . | . | 0 | . | . | . | . | 0 | . | . | . | . | 0 | . | . | . | . | 0 | . | . | . | . | 0 | . | . | . | . | 0 | 0.268 | 0.013 | 0 | 0 | 0.281 | 28 | 1 | 0 | 0 | 29 | 0.042 | 0.001 | 0 | 0 | 0.043
2023 | MO | 13520 | New-Mac Electric Coop, Inc | AECI | AC | 3.065 | . | . | . | 3.065 | 305 | . | . | . | 305 | 2.239 | . | . | . | 2.239 | . | . | . | . | 0 | . | . | . | . | 0 | . | . | . | . | 0 | . | . | . | . | 0 | . | . | . | . | 0 | . | . | . | . | 0 | . | . | . | . | 0 | . | . | . | . | 0 | . | . | . | . | 0 | . | . | . | . | 0 | . | . | . | . | 0 | . | . | . | . | 0 | . | . | . | . | 0 | . | . | . | . | 0 | . | . | . | . | 0 | . | . | . | . | 0 | 3.065 | 0 | 0 | 0 | 3.065 | 305 | 0 | 0 | 0 | 305 | 2.239 | 0 | 0 | 0 | 2.239
2023 | MO | 14192 | Osage Valley Elec Coop Assn | AECI | AC | 3.471 | 0.423 | . | . | 3.894 | 341 | 17 | . | . | 358 | . | . | . | . | 0 | . | . | . | . | 0 | . | . | . | . | 0 | . | . | . | . | 0 | . | . | . | . | 0 | 0.168 | . | . | . | 0.168 | 21 | . | . | . | 21 | . | . | . | . | 0 | . | . | . | . | 0 | . | . | . | . | 0 | . | . | . | . | 0 | . | . | . | . | 0 | . | . | . | . | 0 | . | . | . | . | 0 | . | . | . | . | 0 | . | . | . | . | 0 | . | . | . | . | 0 | 3.471 | 0.423 | 0 | 0 | 3.894 | 341 | 17 | 0 | 0 | 358 | 0 | 0 | 0 | 0 | 0
2023 | MO | 14285 | Ozark Border Electric Coop | AECI | AC | 1.04 | 0.01 | . | . | 1.05 | 91 | 1 | . | . | 92 | . | . | . | . | 0 | . | . | . | . | 0 | . | . | . | . | 0 | . | . | . | . | 0 | . | . | . | . | 0 | . | . | . | . | 0 | . | . | . | . | 0 | . | . | . | . | 0 | . | . | . | . | 0 | . | . | . | . | 0 | . | . | . | . | 0 | . | 0.002 | . | . | 0.002 | . | 1 | . | . | 1 | . | . | . | . | 0 | . | . | . | . | 0 | . | . | . | . | 0 | . | . | . | . | 0 | 1.04 | 0.012 | 0 | 0 | 1.052 | 91 | 2 | 0 | 0 | 93 | 0 | 0 | 0 | 0 | 0
2023 | MO | 14288 | Ozark Electric Coop Inc - (MO) | AECI | AC | 5.123 | 0.047 | . | . | 5.17 | 520 | 4 | . | . | 524 | . | . | . | . | 0 | . | . | . | . | 0 | . | . | . | . | 0 | . | . | . | . | 0 | . | . | . | . | 0 | . | . | . | . | 0 | . | . | . | . | 0 | . | . | . | . | 0 | . | . | . | . | 0 | . | . | . | . | 0 | . | . | . | . | 0 | 0.006 | . | . | . | 0.006 | 1 | . | . | . | 1 | . | . | . | . | 0 | . | . | . | . | 0 | . | . | . | . | 0 | . | . | . | . | 0 | 5.129 | 0.047 | 0 | 0 | 5.176 | 521 | 4 | 0 | 0 | 525 | 0 | 0 | 0 | 0 | 0
2023 | MO | 15138 | Platte-Clay Electric Coop, Inc | AECI | AC | 3.917 | . | . | . | 3.917 | 369 | . | . | . | 369 | 548.047 | . | . | . | 548.047 | . | . | . | . | 0 | . | . | . | . | 0 | . | . | . | . | 0 | . | . | . | . | 0 | . | . | . | . | 0 | . | . | . | . | 0 | . | . | . | . | 0 | . | . | . | . | 0 | . | . | . | . | 0 | . | . | . | . | 0 | 0.009 | . | . | . | 0.009 | 4 | . | . | . | 4 | 0 | . | . | . | 0 | . | . | . | . | 0 | . | . | . | . | 0 | . | . | . | . | 0 | 3.926 | 0 | 0 | 0 | 3.926 | 373 | 0 | 0 | 0 | 373 | 548.047 | 0 | 0 | 0 | 548.047
2023 | MO | 15229 | City of Poplar Bluff - (MO) | SPA | AC | 0.144 | 0.131 | 0 | . | 0.275 | 16 | 6 | . | . | 22 | 6.659 | 24.953 | . | . | 31.612 | . | . | . | . | 0 | . | . | . | . | 0 | . | . | . | . | 0 | . | . | . | . | 0 | . | . | . | . | 0 | . | . | . | . | 0 | . | . | . | . | 0 | . | . | . | . | 0 | . | . | . | . | 0 | . | . | . | . | 0 | . | . | . | . | 0 | . | . | . | . | 0 | . | . | . | . | 0 | . | . | . | . | 0 | . | . | . | . | 0 | . | . | . | . | 0 | 0.144 | 0.131 | 0 | 0 | 0.275 | 16 | 6 | 0 | 0 | 22 | 6.659 | 24.953 | 0 | 0 | 31.612
2023 | MO | 16259 | City of Rolla - (MO) | MISO | AC | 0.167 | 0.023 | . | . | 0.19 | 16 | 2 | . | . | 18 | 0.088 | . | . | . | 0.088 | . | . | . | . | 0 | . | . | . | . | 0 | . | . | . | . | 0 | . | . | . | . | 0 | . | . | . | . | 0 | . | . | . | . | 0 | . | . | . | . | 0 | . | . | . | . | 0 | . | . | . | . | 0 | . | . | . | . | 0 | . | . | . | . | 0 | . | . | . | . | 0 | . | . | . | . | 0 | . | . | . | . | 0 | . | . | . | . | 0 | . | . | . | . | 0 | 0.167 | 0.023 | 0 | 0 | 0.19 | 16 | 2 | 0 | 0 | 18 | 0.088 | 0 | 0 | 0 | 0.088
2023 | MO | 16751 | Three Rivers Electric Coop | AECI | AC | 1.311 | 0.116 | . | . | 1.427 | 131 | 5 | . | . | 136 | 175.814 | 0.259 | . | . | 176.073 | . | . | . | . | 0 | . | . | . | . | 0 | . | . | . | . | 0 | . | . | . | . | 0 | . | . | . | . | 0 | . | . | . | . | 0 | . | . | . | . | 0 | . | . | . | . | 0 | . | . | . | . | 0 | . | . | . | . | 0 | 0.002 | . | . | . | 0.002 | 1 | . | . | . | 1 | 0 | . | . | . | 0 | 0.05 | . | . | . | 0.05 | 3 | . | . | . | 3 | 5.773 | . | . | . | 5.773 | 1.363 | 0.116 | 0 | 0 | 1.479 | 135 | 5 | 0 | 0 | 140 | 181.587 | 0.259 | 0 | 0 | 181.846
2023 | MO | 16805 | SEMO Electric Cooperative | AECI | AC | 0.694 | 0.55 | . | . | 1.244 | 85 | 14 | . | . | 99 | . | . | . | . | 0 | . | . | . | . | 0 | . | . | . | . | 0 | . | . | . | . | 0 | . | . | . | . | 0 | . | . | . | . | 0 | . | . | . | . | 0 | . | . | . | . | 0 | . | . | . | . | 0 | . | . | . | . | 0 | . | . | . | . | 0 | . | . | . | . | 0 | . | . | . | . | 0 | . | . | . | . | 0 | . | . | . | . | 0 | . | . | . | . | 0 | . | . | . | . | 0 | 0.694 | 0.55 | 0 | 0 | 1.244 | 85 | 14 | 0 | 0 | 99 | 0 | 0 | 0 | 0 | 0
2023 | MO | 17177 | City of Sikeston - (MO) | SPA | AC | 0.216 | . | 0.94 | . | 1.156 | 24 | . | 4 | . | 28 | . | . | . | . | 0 | . | . | . | . | 0 | . | . | . | . | 0 | . | . | . | . | 0 | . | . | . | . | 0 | . | . | . | . | 0 | . | . | . | . | 0 | . | . | . | . | 0 | . | . | . | . | 0 | . | . | . | . | 0 | . | . | . | . | 0 | . | . | . | . | 0 | . | . | . | . | 0 | . | . | . | . | 0 | . | . | . | . | 0 | . | . | . | . | 0 | . | . | . | . | 0 | 0.216 | 0 | 0.94 | 0 | 1.156 | 24 | 0 | 4 | 0 | 28 | 0 | 0 | 0 | 0 | 0
2023 | MO | 17833 | City Utilities of Springfield - (MO) | SWPP | AC | 4.854 | 2.696 | 0 | 0 | 7.55 | 621 | 59 | 0 | 0 | 680 | 564.656 | 493.753 | 0 | 0 | 1058.409 | . | . | . | . | 0 | . | . | . | . | 0 | . | . | . | . | 0 | . | . | . | . | 0 | . | . | . | . | 0 | . | . | . | . | 0 | . | . | . | . | 0 | . | . | . | . | 0 | . | . | . | . | 0 | . | . | . | . | 0 | . | . | . | . | 0 | . | . | . | . | 0 | . | . | . | . | 0 | . | . | . | . | 0 | . | . | . | . | 0 | . | . | . | . | 0 | 4.854 | 2.696 | 0 | 0 | 7.55 | 621 | 59 | 0 | 0 | 680 | 564.656 | 493.753 | 0 | 0 | 1058.409
2023 | MO | 19436 | Union Electric Co - (MO) | MISO | DC | 67.213 | 49.824 | 3.066 | 0 | 120.103 | 7158 | 1823 | 107 | 0 | 9088 | . | . | . | . | 0 | . | . | . | . | 0 | . | . | . | . | 0 | . | . | . | . | 0 | . | . | . | . | 0 | 4.249 | 0.048 | . | . | 4.297 | 470 | 6 | . | . | 476 | . | . | . | . | 0 | . | . | . | . | 0 | . | . | . | . | 0 | . | . | . | . | 0 | 0.048 | 0.018 | . | . | 0.066 | 18 | 7 | . | . | 25 | . | . | . | . | 0 | . | . | . | . | 0 | . | . | . | . | 0 | . | . | . | . | 0 | 67.261 | 49.842 | 3.066 | 0 | 120.169 | 7176 | 1830 | 107 | 0 | 9113 | 0 | 0 | 0 | 0 | 0
2023 | MO | 20318 | Webster Electric Coop | AECI | AC | 1.214 | . | . | . | 1.214 | 117 | . | . | . | 117 | 126.034 | . | . | . | 126.034 | . | . | . | . | 0 | . | . | . | . | 0 | . | . | . | . | 0 | . | . | . | . | 0 | . | . | . | . | 0 | . | . | . | . | 0 | . | . | . | . | 0 | . | . | . | . | 0 | . | . | . | . | 0 | . | . | . | . | 0 | 0.012 | . | . | . | 0.012 | 7 | . | . | . | 7 | 0 | . | . | . | 0 | . | . | . | . | 0 | . | . | . | . | 0 | . | . | . | . | 0 | 1.226 | 0 | 0 | 0 | 1.226 | 124 | 0 | 0 | 0 | 124 | 126.034 | 0 | 0 | 0 | 126.034
2023 | MO | 20363 | West Central Electric Coop Inc - (MO) | AECI | AC | 2.209 | . | . | . | 2.209 | 213 | . | . | . | 213 | 1505.159 | . | . | . | 1505.159 | . | . | . | . | 0 | . | . | . | . | 0 | . | . | . | . | 0 | . | . | . | . | 0 | . | . | . | . | 0 | . | . | . | . | 0 | . | . | . | . | 0 | . | . | . | . | 0 | . | . | . | . | 0 | . | . | . | . | 0 | . | . | . | . | 0 | . | . | . | . | 0 | . | . | . | . | 0 | . | . | . | . | 0 | . | . | . | . | 0 | . | . | . | . | 0 | 2.209 | 0 | 0 | 0 | 2.209 | 213 | 0 | 0 | 0 | 213 | 1505.159 | 0 | 0 | 0 | 1505.159
2023 | MO | 20574 | White River Valley El Coop Inc | AECI | DC | 6.112 | . | . | . | 6.112 | 523 | . | . | . | 523 | . | . | . | . | 0 | . | . | . | . | 0 | . | . | . | . | 0 | . | . | . | . | 0 | . | . | . | . | 0 | . | . | . | . | 0 | . | . | . | . | 0 | . | . | . | . | 0 | . | . | . | . | 0 | . | . | . | . | 0 | . | . | . | . | 0 | 0.008 | . | . | . | 0.008 | 3 | . | . | . | 3 | . | . | . | . | 0 | . | . | . | . | 0 | . | . | . | . | 0 | . | . | . | . | 0 | 6.12 | 0 | 0 | 0 | 6.12 | 526 | 0 | 0 | 0 | 526 | 0 | 0 | 0 | 0 | 0
2023 | MO | 27238 | Southwest Electric Coop, Inc | AECI | AC | 3.25 | 0.232 | . | . | 3.482 | 319 | 4 | . | . | 323 | 491.392 | . | . | . | 491.392 | . | . | . | . | 0 | . | . | . | . | 0 | . | . | . | . | 0 | . | . | . | . | 0 | . | . | . | . | 0 | . | . | . | . | 0 | . | . | . | . | 0 | . | . | . | . | 0 | . | . | . | . | 0 | . | . | . | . | 0 | . | . | . | . | 0 | . | . | . | . | 0 | . | . | . | . | 0 | . | . | . | . | 0 | . | . | . | . | 0 | . | . | . | . | 0 | 3.25 | 0.232 | 0 | 0 | 3.482 | 319 | 4 | 0 | 0 | 323 | 491.392 | 0 | 0 | 0 | 491.392
2023 | MO | 99999 | State Adjustment | AECI |  | 2.792 | 0.462 | 0 | . | 3.254 | . | . | . | . | . | . | . | . | . | . | . | . | . | . | . | . | . | . | . | . | . | . | . | . | . | . | . | . | . | . | . | . | . | . | . | . | . | . | . | . | . | . | . | . | . | . | . | . | . | . | . | . | . | . | . | . | . | . | . | . | . | . | . | . | . | . | . | . | . | . | . | . | . | . | . | . | . | . | . | . | . | . | . | . | . | . | . | . | . | . | 2.792 | 0.462 | 0 | . | 3.254 | . | . | . | . | . | . | . | . | . | .
2023 | MO | 99999 | State Adjustment | MISO |  | -12.711 | -8.9 | -0.589 | . | -22.2 | . | . | . | . | . | . | . | . | . | . | . | . | . | . | . | . | . | . | . | . | . | . | . | . | . | . | . | . | . | . | . | . | . | . | . | . | . | . | . | . | . | . | . | . | . | . | . | . | . | . | . | . | . | . | . | . | . | . | . | . | . | . | . | . | . | . | . | . | . | . | . | . | . | . | . | . | . | . | . | . | . | . | . | . | . | . | . | . | . | . | -12.711 | -8.9 | -0.589 | . | -22.2 | . | . | . | . | . | . | . | . | . | .
2023 | MO | 99999 | State Adjustment | SWPP |  | -9.212 | -5.704 | -0.051 | . | -14.967 | . | . | . | . | . | . | . | . | . | . | . | . | . | . | . | . | . | . | . | . | . | . | . | . | . | . | . | . | . | . | . | . | . | . | . | . | . | . | . | . | . | . | . | . | . | . | . | . | . | . | . | . | . | . | . | . | . | . | . | . | . | . | . | . | . | . | . | . | . | . | . | . | . | . | . | . | . | . | . | . | . | . | . | . | . | . | . | . | . | . | -9.212 | -5.704 | -0.051 | . | -14.967 | . | . | . | . | . | . | . | . | . | .
2023 | MS | 3841 | Coast Electric Power Assn - (MS) | SOCO | AC | 0.259 | 0.092 | . | . | 0.351 | 371 | 1 | . | . | 372 | 108.084 | 1 | . | . | 109.084 | . | . | . | . | 0 | . | . | . | . | 0 | . | . | . | . | 0 | . | . | . | . | 0 | . | . | . | . | 0 | . | . | . | . | 0 | . | . | . | . | 0 | . | . | . | . | 0 | . | . | . | . | 0 | . | . | . | . | 0 | . | . | . | . | 0 | . | . | . | . | 0 | . | . | . | . | 0 | . | . | . | . | 0 | . | . | . | . | 0 | . | . | . | . | 0 | 0.259 | 0.092 | 0 | 0 | 0.351 | 371 | 1 | 0 | 0 | 372 | 108.084 | 1 | 0 | 0 | 109.084
2023 | MS | 5175 | Dixie Electric Power Assn - (MS) | MISO | AC | 0.262 | 0.268 | . | . | 0.53 | 36 | 5 | . | . | 41 | 158.759 | 77.517 | . | . | 236.276 | . | . | . | . | 0 | . | . | . | . | 0 | . | . | . | . | 0 | . | . | . | . | 0 | . | . | . | . | 0 | . | . | . | . | 0 | . | . | . | . | 0 | . | . | . | . | 0 | . | . | . | . | 0 | . | . | . | . | 0 | . | . | . | . | 0 | . | . | . | . | 0 | . | . | . | . | 0 | . | . | . | . | 0 | . | . | . | . | 0 | . | . | . | . | 0 | 0.262 | 0.268 | 0 | 0 | 0.53 | 36 | 5 | 0 | 0 | 41 | 158.759 | 77.517 | 0 | 0 | 236.276
2023 | MS | 11519 | Magnolia Electric Power Assn | MISO | AC | 0.514 | . | 0.32 | . | 0.834 | 69 | . | 5 | . | 74 | . | . | . | . | 0 | . | . | . | . | 0 | . | . | . | . | 0 | . | . | . | . | 0 | . | . | . | . | 0 | . | . | . | . | 0 | . | . | . | . | 0 | . | . | . | . | 0 | . | . | . | . | 0 | . | . | . | . | 0 | . | . | . | . | 0 | . | . | . | . | 0 | . | . | . | . | 0 | . | . | . | . | 0 | . | . | . | . | 0 | . | . | . | . | 0 | . | . | . | . | 0 | 0.514 | 0 | 0.32 | 0 | 0.834 | 69 | 0 | 5 | 0 | 74 | 0 | 0 | 0 | 0 | 0
2023 | MS | 12685 | Entergy Mississippi LLC | MISO | DC | 1.115 | 0.421 | 0.02 | . | 1.556 | 136 | 18 | 1 | . | 155 | . | . | . | . | 0 | . | . | . | . | 0 | . | . | . | . | 0 | . | . | . | . | 0 | . | . | . | . | 0 | . | . | . | . | 0 | . | . | . | . | 0 | . | . | . | . | 0 | . | . | . | . | 0 | . | . | . | . | 0 | . | . | . | . | 0 | 0.011 | . | . | . | 0.011 | 1 | . | . | . | 1 | . | . | . | . | 0 | . | . | . | . | 0 | . | . | . | . | 0 | . | . | . | . | 0 | 1.126 | 0.421 | 0.02 | 0 | 1.567 | 137 | 18 | 1 | 0 | 156 | 0 | 0 | 0 | 0 | 0
2023 | MS | 12686 | Mississippi Power Co | SOCO | DC | 4.161 | 1.942 | 0 | 0 | 6.103 | 418 | 32 | 0 | 0 | 450 | . | . | . | . | 0 | . | . | . | . | 0 | . | . | . | . | 0 | . | . | . | . | 0 | . | . | . | . | 0 | . | . | . | . | 0 | . | . | . | . | 0 | . | . | . | . | 0 | . | . | . | . | 0 | . | . | . | . | 0 | . | . | . | . | 0 | . | . | . | . | 0 | . | . | . | . | 0 | . | . | . | . | 0 | . | . | . | . | 0 | . | . | . | . | 0 | . | . | . | . | 0 | 4.161 | 1.942 | 0 | 0 | 6.103 | 418 | 32 | 0 | 0 | 450 | 0 | 0 | 0 | 0 | 0
2023 | MS | 14563 | Pearl River Valley El Pwr Assn | MISO | AC | 0.718 | 0.76 | . | . | 1.478 | 102 | 12 | . | . | 114 | . | . | . | . | 0 | . | . | . | . | 0 | . | . | . | . | 0 | . | . | . | . | 0 | . | . | . | . | 0 | . | . | . | . | 0 | . | . | . | . | 0 | . | . | . | . | 0 | . | . | . | . | 0 | . | . | . | . | 0 | . | . | . | . | 0 | . | . | . | . | 0 | . | . | . | . | 0 | . | . | . | . | 0 | . | . | . | . | 0 | . | . | . | . | 0 | . | . | . | . | 0 | 0.718 | 0.76 | 0 | 0 | 1.478 | 102 | 12 | 0 | 0 | 114 | 0 | 0 | 0 | 0 | 0
2023 | MS | 17647 | Southern Pine Electric Cooperative | MISO | AC | 0.452 | 0.775 | . | . | 1.227 | 48 | 11 | . | . | 59 | 168.206 | 449.56 | . | . | 617.766 | . | . | . | . | 0 | . | . | . | . | 0 | . | . | . | . | 0 | . | . | . | . | 0 | 0.081 | . | . | . | 0.081 | 10 | . | . | . | 10 | . | . | . | . | 0 | . | . | . | . | 0 | . | . | . | . | 0 | . | . | . | . | 0 | . | . | . | . | 0 | . | . | . | . | 0 | . | . | . | . | 0 | . | 0.065 | . | . | 0.065 | . | 1 | . | . | 1 | . | . | . | . | 0 | 0.452 | 0.84 | 0 | 0 | 1.292 | 48 | 12 | 0 | 0 | 60 | 168.206 | 449.56 | 0 | 0 | 617.766
2023 | MS | 22815 | Delta Electric Power Assn | MISO | AC | 0.018 | . | 0.087 | . | 0.105 | 1 | . | 3 | . | 4 | 4.473 | . | 42.291 | . | 46.764 | . | . | . | . | 0 | . | . | . | . | 0 | . | . | . | . | 0 | . | . | . | . | 0 | . | . | . | . | 0 | . | . | . | . | 0 | . | . | . | . | 0 | . | . | . | . | 0 | . | . | . | . | 0 | . | . | . | . | 0 | . | . | . | . | 0 | . | . | . | . | 0 | . | . | . | . | 0 | . | . | . | . | 0 | . | . | . | . | 0 | . | . | . | . | 0 | 0.018 | 0 | 0.087 | 0 | 0.105 | 1 | 0 | 3 | 0 | 4 | 4.473 | 0 | 42.291 | 0 | 46.764
2023 | MS | 99999 | State Adjustment | MISO |  | -0.194 | -0.073 | -0.003 | . | -0.271 | . | . | . | . | . | . | . | . | . | . | . | . | . | . | . | . | . | . | . | . | . | . | . | . | . | . | . | . | . | . | . | . | . | . | . | . | . | . | . | . | . | . | . | . | . | . | . | . | . | . | . | . | . | . | . | . | . | . | . | . | . | . | . | . | . | . | . | . | . | . | . | . | . | . | . | . | . | . | . | . | . | . | . | . | . | . | . | . | . | . | -0.194 | -0.073 | -0.003 | . | -0.271 | . | . | . | . | . | . | . | . | . | .
2023 | MS | 99999 | State Adjustment | SOCO |  | -0.726 | -0.339 | 0 | . | -1.064 | . | . | . | . | . | . | . | . | . | . | . | . | . | . | . | . | . | . | . | . | . | . | . | . | . | . | . | . | . | . | . | . | . | . | . | . | . | . | . | . | . | . | . | . | . | . | . | . | . | . | . | . | . | . | . | . | . | . | . | . | . | . | . | . | . | . | . | . | . | . | . | . | . | . | . | . | . | . | . | . | . | . | . | . | . | . | . | . | . | . | -0.726 | -0.339 | 0 | . | -1.064 | . | . | . | . | . | . | . | . | . | .
2023 | MT | 6169 | Fall River Rural Elec Coop Inc | BPAT | AC | 0.036 | . | . | . | 0.036 | 5 | . | . | . | 5 | . | . | . | . | 0 | . | . | . | . | 0 | . | . | . | . | 0 | . | . | . | . | 0 | . | . | . | . | 0 | . | . | . | . | 0 | . | . | . | . | 0 | . | . | . | . | 0 | . | . | . | . | 0 | . | . | . | . | 0 | . | . | . | . | 0 | . | 0.003 | . | . | 0.003 | . | 1 | . | . | 1 | . | . | . | . | 0 | . | . | . | . | 0 | . | . | . | . | 0 | . | . | . | . | 0 | 0.036 | 0.003 | 0 | 0 | 0.039 | 5 | 1 | 0 | 0 | 6 | 0 | 0 | 0 | 0 | 0
2023 | MT | 6395 | Flathead Electric Coop Inc | BPAT | DC | 1.919 | 0.474 | . | . | 2.393 | 165 | 28 | . | . | 193 | . | . | . | . | 0 | . | . | . | . | 0 | . | . | . | . | 0 | 0.143 | . | . | . | 0.143 | 350 | . | . | . | 350 | 0.434 | 0.027 | . | . | 0.461 | 5 | 2 | . | . | 7 | 0.448 | 0.027 | . | . | 0.475 | . | . | . | . | 0 | . | . | . | . | 0 | . | . | . | . | 0 | 0.005 | . | . | . | 0.005 | 4 | . | . | . | 4 | . | . | . | . | 0 | . | . | . | . | 0 | . | . | . | . | 0 | . | . | . | . | 0 | 2.067 | 0.474 | 0 | 0 | 2.541 | 519 | 28 | 0 | 0 | 547 | 0 | 0 | 0 | 0 | 0
2023 | MT | 11272 | Lower Yellowstone R E A, Inc | WAUW | AC | 0.02 | . | . | . | 0.02 | 3 | . | . | . | 3 | 6.42 | . | . | . | 6.42 | . | . | . | . | 0 | . | . | . | . | 0 | . | . | . | . | 0 | . | . | . | . | 0 | . | . | . | . | 0 | . | . | . | . | 0 | . | . | . | . | 0 | . | . | . | . | 0 | . | . | . | . | 0 | . | . | . | . | 0 | . | . | . | . | 0 | . | . | . | . | 0 | . | . | . | . | 0 | . | . | . | . | 0 | . | . | . | . | 0 | . | . | . | . | 0 | 0.02 | 0 | 0 | 0 | 0.02 | 3 | 0 | 0 | 0 | 3 | 6.42 | 0 | 0 | 0 | 6.42
2023 | MT | 12199 | Montana-Dakota Utilities Co | SWPP | AC | 0.122 | 0.074 | . | . | 0.196 | 15 | 4 | . | . | 19 | . | . | . | . | 0 | . | . | . | . | 0 | . | . | . | . | 0 | . | . | . | . | 0 | . | . | . | . | 0 | . | . | . | . | 0 | . | . | . | . | 0 | . | . | . | . | 0 | . | . | . | . | 0 | . | . | . | . | 0 | . | . | . | . | 0 | 0.002 | 0.005 | . | . | 0.007 | 3 | 2 | . | . | 5 | . | . | . | . | 0 | . | . | . | . | 0 | . | . | . | . | 0 | . | . | . | . | 0 | 0.124 | 0.079 | 0 | 0 | 0.203 | 18 | 6 | 0 | 0 | 24 | 0 | 0 | 0 | 0 | 0
2023 | MT | 12692 | Missoula Electric Coop, Inc | BPAT | AC | 0.872 | 0.083 | . | . | 0.955 | 114 | 6 | . | . | 120 | . | . | . | . | 0 | . | . | . | . | 0 | . | . | . | . | 0 | 0.109 | 0.046 | . | . | 0.155 | 142 | 10 | . | . | 152 | . | . | . | . | 0 | . | . | . | . | 0 | . | . | . | . | 0 | . | . | . | . | 0 | . | . | . | . | 0 | . | . | . | . | 0 | 0.002 | . | . | . | 0.002 | 1 | . | . | . | 1 | . | . | . | . | 0 | . | . | . | . | 0 | . | . | . | . | 0 | . | . | . | . | 0 | 0.983 | 0.129 | 0 | 0 | 1.112 | 257 | 16 | 0 | 0 | 273 | 0 | 0 | 0 | 0 | 0
2023 | MT | 12825 | NorthWestern Energy LLC - (MT) | NWMT | AC | 39.401 | 10.334 | . | . | 49.735 | 5579 | 659 | . | . | 6238 | . | . | . | . | 0 | . | . | . | . | 0 | . | . | . | . | 0 | . | . | . | . | 0 | . | . | . | . | 0 | 0.66 | 0.058 | . | . | 0.718 | 50 | 3 | . | . | 53 | . | . | . | . | 0 | . | . | . | . | 0 | . | . | . | . | 0 | . | . | . | . | 0 | 0.411 | 0.47 | . | . | 0.881 | 76 | 35 | . | . | 111 | . | . | . | . | 0 | 0.018 | 0.07 | . | . | 0.088 | 3 | 2 | . | . | 5 | . | . | . | . | 0 | 39.83 | 10.874 | 0 | 0 | 50.704 | 5658 | 696 | 0 | 0 | 6354 | 0 | 0 | 0 | 0 | 0
2023 | MT | 19603 | USBIA-Mission Valley Power | NWMT | AC | 0.468 | . | . | . | 0.468 | 70 | . | . | . | 70 | . | . | . | . | 0 | . | . | . | . | 0 | . | . | . | . | 0 | . | . | . | . | 0 | . | . | . | . | 0 | . | . | . | . | 0 | . | . | . | . | 0 | . | . | . | . | 0 | . | . | . | . | 0 | . | . | . | . | 0 | . | . | . | . | 0 | . | . | . | . | 0 | . | . | . | . | 0 | . | . | . | . | 0 | . | . | . | . | 0 | . | . | . | . | 0 | . | . | . | . | 0 | 0.468 | 0 | 0 | 0 | 0.468 | 70 | 0 | 0 | 0 | 70 | 0 | 0 | 0 | 0 | 0
2023 | MT | 20997 | Yellowstone Valley Elec Co-op | WAUW | AC | 2.884 | . | . | . | 2.884 | 333 | . | . | . | 333 | . | . | . | . | 0 | . | . | . | . | 0 | . | . | . | . | 0 | . | . | . | . | 0 | . | . | . | . | 0 | . | . | . | . | 0 | . | . | . | . | 0 | . | . | . | . | 0 | . | . | . | . | 0 | . | . | . | . | 0 | . | . | . | . | 0 | 0.016 | . | . | . | 0.016 | 3 | . | . | . | 3 | . | . | . | . | 0 | . | . | . | . | 0 | . | . | . | . | 0 | . | . | . | . | 0 | 2.9 | 0 | 0 | 0 | 2.9 | 336 | 0 | 0 | 0 | 336 | 0 | 0 | 0 | 0 | 0
2023 | MT | 21513 | Fergus Electric Coop, Inc | WAUW | AC | 0.686 | . | . | . | 0.686 | 61 | . | . | . | 61 | . | . | . | . | 0 | . | . | . | . | 0 | . | . | . | . | 0 | . | . | . | . | 0 | . | . | . | . | 0 | . | . | . | . | 0 | . | . | . | . | 0 | . | . | . | . | 0 | . | . | . | . | 0 | . | . | . | . | 0 | . | . | . | . | 0 | 0.017 | . | . | . | 0.017 | 2 | . | . | . | 2 | . | . | . | . | 0 | . | . | . | . | 0 | . | . | . | . | 0 | . | . | . | . | 0 | 0.703 | 0 | 0 | 0 | 0.703 | 63 | 0 | 0 | 0 | 63 | 0 | 0 | 0 | 0 | 0
2023 | MT | 99999 | State Adjustment | BPAT |  | -0.246 | -0.08 | . | . | -0.325 | . | . | . | . | . | . | . | . | . | . | . | . | . | . | . | . | . | . | . | . | . | . | . | . | . | . | . | . | . | . | . | . | . | . | . | . | . | . | . | . | . | . | . | . | . | . | . | . | . | . | . | . | . | . | . | . | . | . | . | . | . | . | . | . | . | . | . | . | . | . | . | . | . | . | . | . | . | . | . | . | . | . | . | . | . | . | . | . | . | . | -0.246 | -0.08 | . | . | -0.325 | . | . | . | . | . | . | . | . | . | .
2023 | MT | 99999 | State Adjustment | NWMT |  | 1.286 | 0.04 | . | . | 1.326 | . | . | . | . | . | . | . | . | . | . | . | . | . | . | . | . | . | . | . | . | . | . | . | . | . | . | . | . | . | . | . | . | . | . | . | . | . | . | . | . | . | . | . | . | . | . | . | . | . | . | . | . | . | . | . | . | . | . | . | . | . | . | . | . | . | . | . | . | . | . | . | . | . | . | . | . | . | . | . | . | . | . | . | . | . | . | . | . | . | . | 1.286 | 0.04 | . | . | 1.326 | . | . | . | . | . | . | . | . | . | .
2023 | MT | 99999 | State Adjustment | SWPP |  | 0.014 | 0.008 | . | . | 0.022 | . | . | . | . | . | . | . | . | . | . | . | . | . | . | . | . | . | . | . | . | . | . | . | . | . | . | . | . | . | . | . | . | . | . | . | . | . | . | . | . | . | . | . | . | . | . | . | . | . | . | . | . | . | . | . | . | . | . | . | . | . | . | . | . | . | . | . | . | . | . | . | . | . | . | . | . | . | . | . | . | . | . | . | . | . | . | . | . | . | . | 0.014 | 0.008 | . | . | 0.022 | . | . | . | . | . | . | . | . | . | .
2023 | MT | 99999 | State Adjustment | WAUW |  | 0.008 | 0.08 | . | . | 0.088 | . | . | . | . | . | . | . | . | . | . | . | . | . | . | . | . | . | . | . | . | . | . | . | . | . | . | . | . | . | . | . | . | . | . | . | . | . | . | . | . | . | . | . | . | . | . | . | . | . | . | . | . | . | . | . | . | . | . | . | . | . | . | . | . | . | . | . | . | . | . | . | . | . | . | . | . | . | . | . | . | . | . | . | . | . | . | . | . | . | . | 0.008 | 0.08 | . | . | 0.088 | . | . | . | . | . | . | . | . | . | .
2023 | NC | 240 | Albemarle Electric Member Corp | PJM | AC | 0.3 | . | . | . | 0.3 | 28 | . | . | . | 28 | . | . | . | . | 0 | . | . | . | . | 0 | . | . | . | . | 0 | . | . | . | . | 0 | . | . | . | . | 0 | . | . | . | . | 0 | . | . | . | . | 0 | . | . | . | . | 0 | . | . | . | . | 0 | . | . | . | . | 0 | . | . | . | . | 0 | . | . | . | . | 0 | . | . | . | . | 0 | . | . | . | . | 0 | . | . | . | . | 0 | . | . | . | . | 0 | . | . | . | . | 0 | 0.3 | 0 | 0 | 0 | 0.3 | 28 | 0 | 0 | 0 | 28 | 0 | 0 | 0 | 0 | 0
2023 | NC | 719 | Town of Apex- (NC) | CPLE | AC | 8.11 | 0.49 | . | . | 8.6 | 1014 | 13 | . | . | 1027 | . | . | . | . | 0 | . | . | . | . | 0 | . | . | . | . | 0 | . | . | . | . | 0 | . | . | . | . | 0 | . | . | . | . | 0 | . | . | . | . | 0 | . | . | . | . | 0 | . | . | . | . | 0 | . | . | . | . | 0 | . | . | . | . | 0 | . | . | . | . | 0 | . | . | . | . | 0 | . | . | . | . | 0 | . | . | . | . | 0 | . | . | . | . | 0 | . | . | . | . | 0 | 8.11 | 0.49 | 0 | 0 | 8.6 | 1014 | 13 | 0 | 0 | 1027 | 0 | 0 | 0 | 0 | 0
2023 | NC | 1889 | Blue Ridge Elec Member Corp - (NC) | DUK | AC | 2.598 | 0.086 | . | . | 2.684 | 301 | 10 | . | . | 311 | 1815.064 | 47.104 | . | . | 1862.168 | . | . | . | . | 0 | . | . | . | . | 0 | 0.5 | . | . | . | 0.5 | 919 | . | . | . | 919 | . | . | . | . | 0 | . | . | . | . | 0 | . | . | . | . | 0 | . | . | . | . | 0 | . | . | . | . | 0 | . | . | . | . | 0 | 0.004 | . | . | . | 0.004 | 2 | . | . | . | 2 | 0.157 | . | . | . | 0.157 | . | . | . | . | 0 | . | . | . | . | 0 | . | . | . | . | 0 | 3.102 | 0.086 | 0 | 0 | 3.188 | 1222 | 10 | 0 | 0 | 1232 | 1815.221 | 47.104 | 0 | 0 | 1862.325
2023 | NC | 3046 | Duke Energy Progress - (NC) | CPLE | AC | 156.384 | 24.179 | 5.118 | . | 185.681 | 21465 | 621 | 19 | . | 22105 | . | . | . | . | 0 | . | . | . | . | 0 | . | . | . | . | 0 | . | . | . | . | 0 | . | . | . | . | 0 | . | . | . | . | 0 | . | . | . | . | 0 | . | . | . | . | 0 | . | . | . | . | 0 | . | . | . | . | 0 | . | . | . | . | 0 | 0.002 | 0.01 | 0 | . | 0.012 | 1 | 1 | 0 | . | 2 | . | . | . | . | 0 | . | . | . | . | 0 | . | . | . | . | 0 | . | . | . | . | 0 | 156.386 | 24.189 | 5.118 | 0 | 185.693 | 21466 | 622 | 19 | 0 | 22107 | 0 | 0 | 0 | 0 | 0
2023 | NC | 5416 | Duke Energy Carolinas, LLC | DUK | AC | 149.463 | 39.121 | 5.537 | . | 194.121 | 22185 | 840 | 32 | . | 23057 | . | . | . | . | 0 | . | . | . | . | 0 | . | . | . | . | 0 | . | . | . | . | 0 | . | . | . | . | 0 | . | . | . | . | 0 | . | . | . | . | 0 | . | . | . | . | 0 | . | . | . | . | 0 | . | . | . | . | 0 | . | . | . | . | 0 | 0.007 | 0.002 | 0 | . | 0.009 | 5 | 1 | 0 | . | 6 | . | . | . | . | 0 | 0.006 | 0.4 | . | . | 0.406 | 1 | 1 | . | . | 2 | . | . | . | . | 0 | 149.476 | 39.523 | 5.537 | 0 | 194.536 | 22191 | 842 | 32 | 0 | 23065 | 0 | 0 | 0 | 0 | 0
2023 | NC | 6640 | Four County Elec Member Corp | CPLE | DC | 0.728 | 0.24 | . | . | 0.968 | 126 | 17 | . | . | 143 | 106 | 259 | . | . | 365 | . | . | . | . | 0 | . | . | . | . | 0 | . | . | . | . | 0 | . | . | . | . | 0 | . | . | . | . | 0 | . | . | . | . | 0 | . | . | . | . | 0 | . | . | . | . | 0 | . | . | . | . | 0 | . | . | . | . | 0 | . | . | . | . | 0 | . | . | . | . | 0 | . | . | . | . | 0 | . | . | . | . | 0 | . | . | . | . | 0 | . | . | . | . | 0 | 0.728 | 0.24 | 0 | 0 | 0.968 | 126 | 17 | 0 | 0 | 143 | 106 | 259 | 0 | 0 | 365
2023 | NC | 6784 | French Broad Elec Member Corp | CPLE | DC | 1.566 | 0.024 | . | . | 1.59 | 252 | 5 | . | . | 257 | . | . | . | . | 0 | . | . | . | . | 0 | . | . | . | . | 0 | . | . | . | . | 0 | . | . | . | . | 0 | 0.428 | 0.019 | . | . | 0.447 | 49 | 1 | . | . | 50 | 0.544 | 0.061 | . | . | 0.605 | . | . | . | . | 0 | . | . | . | . | 0 | . | . | . | . | 0 | 0.003 | . | . | . | 0.003 | 3 | . | . | . | 3 | . | . | . | . | 0 | 0.007 | . | . | . | 0.007 | 2 | . | . | . | 2 | . | . | . | . | 0 | 1.576 | 0.024 | 0 | 0 | 1.6 | 257 | 5 | 0 | 0 | 262 | 0 | 0 | 0 | 0 | 0
2023 | NC | 7639 | Greenville Utilities Comm | CPLE | AC | 0.73 | 0 | 0 | 0 | 0.73 | 89 | 0 | 0 | 0 | 89 | . | . | . | . | 0 | . | . | . | . | 0 | . | . | . | . | 0 | . | . | . | . | 0 | . | . | . | . | 0 | 0.174 | . | . | . | 0.174 | 28 | . | . | . | 28 | . | . | . | . | 0 | . | . | . | . | 0 | . | . | . | . | 0 | . | . | . | . | 0 | . | . | . | . | 0 | . | . | . | . | 0 | . | . | . | . | 0 | . | . | . | . | 0 | . | . | . | . | 0 | . | . | . | . | 0 | 0.73 | 0 | 0 | 0 | 0.73 | 89 | 0 | 0 | 0 | 89 | 0 | 0 | 0 | 0 | 0
2023 | NC | 8333 | Haywood Electric Member Corp | DUK | AC | 1.326 | 0.041 | . | . | 1.367 | 177 | 3 | . | . | 180 | 695.745 | 82.5 | . | . | 778.245 | . | . | . | . | 0 | . | . | . | . | 0 | . | . | . | . | 0 | . | . | . | . | 0 | . | . | . | . | 0 | . | . | . | . | 0 | . | . | . | . | 0 | . | . | . | . | 0 | . | . | . | . | 0 | . | . | . | . | 0 | 0.01 | . | . | . | 0.01 | 1 | . | . | . | 1 | 3.1 | . | . | . | 3.1 | 0.001 | 0.075 | . | . | 0.076 | 1 | 1 | . | . | 2 | . | . | . | . | 0 | 1.337 | 0.116 | 0 | 0 | 1.453 | 179 | 4 | 0 | 0 | 183 | 698.845 | 82.5 | 0 | 0 | 781.345
2023 | NC | 9837 | Jones-Onslow Elec Member Corp | CPLE | AC | 3.471 | . | . | . | 3.471 | 433 | . | . | . | 433 | 1497.558 | . | . | . | 1497.558 | . | . | . | . | 0 | . | . | . | . | 0 | . | . | . | . | 0 | . | . | . | . | 0 | . | . | . | . | 0 | . | . | . | . | 0 | . | . | . | . | 0 | . | . | . | . | 0 | . | . | . | . | 0 | . | . | . | . | 0 | . | . | . | . | 0 | . | . | . | . | 0 | . | . | . | . | 0 | . | . | . | . | 0 | . | . | . | . | 0 | . | . | . | . | 0 | 3.471 | 0 | 0 | 0 | 3.471 | 433 | 0 | 0 | 0 | 433 | 1497.558 | 0 | 0 | 0 | 1497.558
2023 | NC | 14717 | Pee Dee Electric Member Corp | CPLE | AC | 0.518 | 1.69 | . | . | 2.208 | 62 | 13 | . | . | 75 | 156.803 | . | . | . | 156.803 | . | . | . | . | 0 | . | . | . | . | 0 | 0.1 | . | . | . | 0.1 | 18 | . | . | . | 18 | . | 0.5 | . | . | 0.5 | . | 1 | . | . | 1 | . | . | . | . | 0 | . | 5 | . | . | 5 | . | 1 | . | . | 1 | . | . | . | . | 0 | . | 0.03 | . | . | 0.03 | . | 1 | . | . | 1 | . | . | . | . | 0 | . | . | . | . | 0 | . | . | . | . | 0 | . | . | . | . | 0 | 0.618 | 1.72 | 0 | 0 | 2.338 | 80 | 14 | 0 | 0 | 94 | 156.803 | 0 | 0 | 0 | 156.803
2023 | NC | 15023 | Piedmont Electric Member Corp | DUK | AC | 3.09 | 0.13 | . | . | 3.22 | 408 | 19 | . | . | 427 | 2448.86 | 92.28 | . | . | 2541.14 | . | . | . | . | 0 | . | . | . | . | 0 | 0.5 | . | . | . | 0.5 | 157 | . | . | . | 157 | 0.317 | 0.016 | . | . | 0.333 | 30 | 2 | . | . | 32 | . | . | . | . | 0 | . | . | . | . | 0 | . | . | . | . | 0 | . | . | . | . | 0 | . | . | . | . | 0 | . | . | . | . | 0 | . | . | . | . | 0 | . | . | . | . | 0 | . | . | . | . | 0 | . | . | . | . | 0 | 3.59 | 0.13 | 0 | 0 | 3.72 | 565 | 19 | 0 | 0 | 584 | 2448.86 | 92.28 | 0 | 0 | 2541.14
2023 | NC | 16101 | Roanoke Electric Member Corp | PJM | AC | 0.119 | 0.1 | . | . | 0.219 | 16 | 1 | . | . | 17 | . | . | . | . | 0 | . | . | . | . | 0 | . | . | . | . | 0 | 0.01 | . | . | . | 0.01 | 1 | . | . | . | 1 | . | . | . | . | 0 | . | . | . | . | 0 | . | . | . | . | 0 | . | . | . | . | 0 | . | . | . | . | 0 | . | . | . | . | 0 | . | . | . | . | 0 | . | . | . | . | 0 | . | . | . | . | 0 | . | . | . | . | 0 | . | . | . | . | 0 | . | . | . | . | 0 | 0.129 | 0.1 | 0 | 0 | 0.229 | 17 | 1 | 0 | 0 | 18 | 0 | 0 | 0 | 0 | 0
2023 | NC | 16496 | Rutherford Elec Member Corp | DUK | AC | 2.504 | 0.055 | 0.2 | 0 | 2.759 | 344 | 2 | 1 | 0 | 347 | 1342.935 | 21.592 | 0 | 0 | 1364.527 | . | . | . | . | 0 | . | . | . | . | 0 | . | . | . | . | 0 | . | . | . | . | 0 | . | . | . | . | 0 | . | . | . | . | 0 | . | . | . | . | 0 | . | . | . | . | 0 | . | . | . | . | 0 | . | . | . | . | 0 | . | . | . | . | 0 | . | . | . | . | 0 | . | . | . | . | 0 | . | . | . | . | 0 | . | . | . | . | 0 | . | . | . | . | 0 | 2.504 | 0.055 | 0.2 | 0 | 2.759 | 344 | 2 | 1 | 0 | 347 | 1342.935 | 21.592 | 0 | 0 | 1364.527
2023 | NC | 17572 | South River Elec Member Corp | CPLE | DC | 5.415 | 0.038 | . | . | 5.453 | 641 | 7 | . | . | 648 | . | . | . | . | 0 | . | . | . | . | 0 | . | . | . | . | 0 | . | . | . | . | 0 | . | . | . | . | 0 | . | . | . | . | 0 | . | . | . | . | 0 | . | . | . | . | 0 | . | . | . | . | 0 | . | . | . | . | 0 | . | . | . | . | 0 | . | . | . | . | 0 | . | . | . | . | 0 | . | . | . | . | 0 | . | . | . | . | 0 | . | . | . | . | 0 | . | . | . | . | 0 | 5.415 | 0.038 | 0 | 0 | 5.453 | 641 | 7 | 0 | 0 | 648 | 0 | 0 | 0 | 0 | 0
2023 | NC | 18957 | Tri-County Elec Member Corp (NC) | CPLE | AC | 0.99 | 0.5 | . | . | 1.49 | 131 | 1 | . | . | 132 | . | . | . | . | 0 | . | . | . | . | 0 | . | . | . | . | 0 | . | . | . | . | 0 | . | . | . | . | 0 | . | . | . | . | 0 | . | . | . | . | 0 | . | . | . | . | 0 | . | . | . | . | 0 | . | . | . | . | 0 | . | . | . | . | 0 | . | . | . | . | 0 | . | . | . | . | 0 | . | . | . | . | 0 | . | . | . | . | 0 | . | . | . | . | 0 | . | . | . | . | 0 | 0.99 | 0.5 | 0 | 0 | 1.49 | 131 | 1 | 0 | 0 | 132 | 0 | 0 | 0 | 0 | 0
2023 | NC | 19435 | Union Electric Membership Corp - (NC) | DUK | AC | 4.506 | . | . | . | 4.506 | 553 | . | . | . | 553 | . | . | . | . | 0 | . | . | . | . | 0 | . | . | . | . | 0 | . | . | . | . | 0 | . | . | . | . | 0 | . | . | . | . | 0 | . | . | . | . | 0 | . | . | . | . | 0 | . | . | . | . | 0 | . | . | . | . | 0 | . | . | . | . | 0 | . | . | . | . | 0 | . | . | . | . | 0 | . | . | . | . | 0 | . | . | . | . | 0 | . | . | . | . | 0 | . | . | . | . | 0 | 4.506 | 0 | 0 | 0 | 4.506 | 553 | 0 | 0 | 0 | 553 | 0 | 0 | 0 | 0 | 0
2023 | NC | 19876 | Virginia Electric & Power Co | PJM | AC | 4.725 | 0.981 | . | . | 5.706 | 643 | 27 | . | . | 670 | . | . | . | . | 0 | . | . | . | . | 0 | . | . | . | . | 0 | . | . | . | . | 0 | . | . | . | . | 0 | . | . | . | . | 0 | . | . | . | . | 0 | . | . | . | . | 0 | . | . | . | . | 0 | . | . | . | . | 0 | . | . | . | . | 0 | 0.046 | 0.046 | . | . | 0.092 | 112 | 15 | . | . | 127 | . | . | . | . | 0 | . | . | . | . | 0 | . | . | . | . | 0 | . | . | . | . | 0 | 4.771 | 1.027 | 0 | 0 | 5.798 | 755 | 42 | 0 | 0 | 797 | 0 | 0 | 0 | 0 | 0
2023 | NC | 19981 | Wake Electric Membership Corp | CPLE | AC | 4.643 | 0.098 | . | . | 4.741 | 691 | 4 | . | . | 695 | 2768.372 | 18.221 | . | . | 2786.593 | . | . | . | . | 0 | . | . | . | . | 0 | . | . | . | . | 0 | . | . | . | . | 0 | 1.87 | . | . | . | 1.87 | 115 | . | . | . | 115 | . | . | . | . | 0 | . | 11 | . | . | 11 | . | 3 | . | . | 3 | . | . | . | . | 0 | . | . | . | . | 0 | . | . | . | . | 0 | . | . | . | . | 0 | . | . | . | . | 0 | . | . | . | . | 0 | . | . | . | . | 0 | 4.643 | 0.098 | 0 | 0 | 4.741 | 691 | 4 | 0 | 0 | 695 | 2768.372 | 18.221 | 0 | 0 | 2786.593
2023 | NC | 21632 | EnergyUnited Elec Member Corp | DUK | AC | 4.213 | 0.792 | . | . | 5.005 | 656 | 12 | . | . | 668 | . | . | . | . | 0 | . | . | . | . | 0 | . | . | . | . | 0 | . | . | . | . | 0 | . | . | . | . | 0 | 0.533 | . | . | . | 0.533 | 80 | . | . | . | 80 | 0.933 | . | . | . | 0.933 | . | . | . | . | 0 | . | . | . | . | 0 | . | . | . | . | 0 | . | . | . | . | 0 | . | . | . | . | 0 | . | . | . | . | 0 | . | . | . | . | 0 | . | . | . | . | 0 | . | . | . | . | 0 | 4.213 | 0.792 | 0 | 0 | 5.005 | 656 | 12 | 0 | 0 | 668 | 0 | 0 | 0 | 0 | 0
2023 | NC | 24889 | Brunswick Electric Member Corp | CPLE | AC | 6.056 | . | . | . | 6.056 | 757 | . | . | . | 757 | . | . | . | . | 0 | . | . | . | . | 0 | . | . | . | . | 0 | 0.23 | . | . | . | 0.23 | 146 | . | . | . | 146 | . | . | . | . | 0 | . | . | . | . | 0 | . | . | . | . | 0 | . | . | . | . | 0 | . | . | . | . | 0 | . | . | . | . | 0 | . | . | . | . | 0 | . | . | . | . | 0 | . | . | . | . | 0 | . | . | . | . | 0 | . | . | . | . | 0 | . | . | . | . | 0 | 6.286 | 0 | 0 | 0 | 6.286 | 903 | 0 | 0 | 0 | 903 | 0 | 0 | 0 | 0 | 0
2023 | NC | 99999 | State Adjustment | CPLE |  | -1.344 | -0.053 | . | . | -1.397 | . | . | . | . | . | . | . | . | . | . | . | . | . | . | . | . | . | . | . | . | . | . | . | . | . | . | . | . | . | . | . | . | . | . | . | . | . | . | . | . | . | . | . | . | . | . | . | . | . | . | . | . | . | . | . | . | . | . | . | . | . | . | . | . | . | . | . | . | . | . | . | . | . | . | . | . | . | . | . | . | . | . | . | . | . | . | . | . | . | . | -1.344 | -0.053 | . | . | -1.397 | . | . | . | . | . | . | . | . | . | .
2023 | NC | 99999 | State Adjustment | PJM |  | 0.103 | . | . | . | 0.103 | . | . | . | . | . | . | . | . | . | . | . | . | . | . | . | . | . | . | . | . | . | . | . | . | . | . | . | . | . | . | . | . | . | . | . | . | . | . | . | . | . | . | . | . | . | . | . | . | . | . | . | . | . | . | . | . | . | . | . | . | . | . | . | . | . | . | . | . | . | . | . | . | . | . | . | . | . | . | . | . | . | . | . | . | . | . | . | . | . | . | 0.103 | . | . | . | 0.103 | . | . | . | . | . | . | . | . | . | .
2023 | ND | 2394 | Burke-Divide Electric Coop Inc | SWPP | AC | 0.024 | . | . | . | 0.024 | 2 | . | . | . | 2 | 10.261 | . | . | . | 10.261 | . | . | . | . | 0 | . | . | . | . | 0 | . | . | . | . | 0 | . | . | . | . | 0 | . | . | . | . | 0 | . | . | . | . | 0 | . | . | . | . | 0 | . | . | . | . | 0 | . | . | . | . | 0 | . | . | . | . | 0 | . | . | . | . | 0 | . | . | . | . | 0 | . | . | . | . | 0 | . | . | . | . | 0 | . | . | . | . | 0 | . | . | . | . | 0 | 0.024 | 0 | 0 | 0 | 0.024 | 2 | 0 | 0 | 0 | 2 | 10.261 | 0 | 0 | 0 | 10.261
2023 | ND | 12090 | McLean Electric Coop, Inc | MISO | AC | 0.08 | . | . | . | 0.08 | 7 | . | . | . | 7 | 1.57 | . | . | . | 1.57 | . | . | . | . | 0 | . | . | . | . | 0 | . | . | . | . | 0 | . | . | . | . | 0 | . | . | . | . | 0 | . | . | . | . | 0 | . | . | . | . | 0 | . | . | . | . | 0 | . | . | . | . | 0 | . | . | . | . | 0 | . | . | . | . | 0 | . | . | . | . | 0 | . | . | . | . | 0 | . | . | . | . | 0 | . | . | . | . | 0 | . | . | . | . | 0 | 0.08 | 0 | 0 | 0 | 0.08 | 7 | 0 | 0 | 0 | 7 | 1.57 | 0 | 0 | 0 | 1.57
2023 | ND | 12301 | Nodak Electric Coop Inc | MISO | AC | 0.092 | . | . | . | 0.092 | 12 | . | . | . | 12 | 10.578 | . | . | . | 10.578 | . | . | . | . | 0 | . | . | . | . | 0 | . | . | . | . | 0 | . | . | . | . | 0 | . | . | . | . | 0 | . | . | . | . | 0 | . | . | . | . | 0 | . | . | . | . | 0 | . | . | . | . | 0 | . | . | . | . | 0 | 0.086 | . | 0.06 | . | 0.146 | 5 | . | 2 | . | 7 | 3.524 | . | . | . | 3.524 | . | . | . | . | 0 | . | . | . | . | 0 | . | . | . | . | 0 | 0.178 | 0 | 0.06 | 0 | 0.238 | 17 | 0 | 2 | 0 | 19 | 14.102 | 0 | 0 | 0 | 14.102
2023 | ND | 14232 | Otter Tail Power Co | MISO | AC | 0.009 | 0.164 | . | . | 0.173 | 1 | 6 | . | . | 7 | 0.371 | 3.125 | . | . | 3.496 | . | . | . | . | 0 | . | . | . | . | 0 | . | . | . | . | 0 | . | . | . | . | 0 | . | . | . | . | 0 | . | . | . | . | 0 | . | . | . | . | 0 | . | . | . | . | 0 | . | . | . | . | 0 | . | . | . | . | 0 | 0.012 | 0.03 | . | . | 0.042 | 1 | 1 | . | . | 2 | 0.102 | 0 | . | . | 0.102 | . | . | . | . | 0 | . | . | . | . | 0 | . | . | . | . | 0 | 0.021 | 0.194 | 0 | 0 | 0.215 | 2 | 7 | 0 | 0 | 9 | 0.473 | 3.125 | 0 | 0 | 3.598
2023 | ND | 19790 | Verendrye Electric Coop Inc | MISO | AC | 0.064 | . | . | . | 0.064 | 7 | . | . | . | 7 | 59.108 | . | . | . | 59.108 | . | . | . | . | 0 | . | . | . | . | 0 | . | . | . | . | 0 | . | . | . | . | 0 | . | . | . | . | 0 | . | . | . | . | 0 | . | . | . | . | 0 | . | . | . | . | 0 | . | . | . | . | 0 | . | . | . | . | 0 | 0.004 | . | . | . | 0.004 | 1 | . | . | . | 1 | 0.505 | . | . | . | 0.505 | . | . | . | . | 0 | . | . | . | . | 0 | . | . | . | . | 0 | 0.068 | 0 | 0 | 0 | 0.068 | 8 | 0 | 0 | 0 | 8 | 59.613 | 0 | 0 | 0 | 59.613
2023 | ND | 20413 | Mountrail-Williams Elec Coop | SWPP | AC | 0.152 | 0.083 | 0 | 0 | 0.235 | 6 | 2 | 0 | 0 | 8 | 109.273 | 46.774 | 0 | 0 | 156.047 | . | . | . | . | 0 | . | . | . | . | 0 | . | . | . | . | 0 | . | . | . | . | 0 | . | . | . | . | 0 | . | . | . | . | 0 | . | . | . | . | 0 | . | . | . | . | 0 | . | . | . | . | 0 | . | . | . | . | 0 | 0 | 0.002 | 0 | 0 | 0.002 | 0 | 1 | 0 | 0 | 1 | 0 | 0.177 | 0 | 0 | 0.177 | . | . | . | . | 0 | . | . | . | . | 0 | . | . | . | . | 0 | 0.152 | 0.085 | 0 | 0 | 0.237 | 6 | 3 | 0 | 0 | 9 | 109.273 | 46.951 | 0 | 0 | 156.224
2023 | ND | 24949 | Cass County Elec Coop Inc | MISO | DC | 0.396 | . | . | . | 0.396 | 33 | . | . | . | 33 | 0.971 | . | . | . | 0.971 | . | . | . | . | 0 | . | . | . | . | 0 | 0.101 | . | . | . | 0.101 | 151 | . | . | . | 151 | . | . | . | . | 0 | . | . | . | . | 0 | . | . | . | . | 0 | . | . | . | . | 0 | . | . | . | . | 0 | . | . | . | . | 0 | 0.157 | . | . | . | 0.157 | 14 | . | . | . | 14 | 0.432 | . | . | . | 0.432 | . | . | . | . | 0 | . | . | . | . | 0 | . | . | . | . | 0 | 0.654 | 0 | 0 | 0 | 0.654 | 198 | 0 | 0 | 0 | 198 | 1.403 | 0 | 0 | 0 | 1.403
2023 | ND | 99999 | State Adjustment | MISO |  | -0.069 | 0.304 | . | . | 0.235 | . | . | . | . | . | . | . | . | . | . | . | . | . | . | . | . | . | . | . | . | . | . | . | . | . | . | . | . | . | . | . | . | . | . | . | . | . | . | . | . | . | . | . | . | . | . | . | . | . | . | . | . | . | . | . | . | . | . | . | . | . | . | . | . | . | . | . | . | . | . | . | . | . | . | . | . | . | . | . | . | . | . | . | . | . | . | . | . | . | . | -0.069 | 0.304 | . | . | 0.235 | . | . | . | . | . | . | . | . | . | .
2023 | NE | 2643 | Butler Public Power District - (NE) | SWPP | AC | 0.297 | 0.025 | . | . | 0.322 | 23 | 1 | . | . | 24 | . | . | . | . | 0 | . | . | . | . | 0 | . | . | . | . | 0 | . | . | . | . | 0 | . | . | . | . | 0 | . | . | . | . | 0 | . | . | . | . | 0 | . | . | . | . | 0 | . | . | . | . | 0 | . | . | . | . | 0 | . | . | . | . | 0 | 0.035 | 0.01 | . | . | 0.045 | 2 | 1 | . | . | 3 | . | . | . | . | 0 | . | . | . | . | 0 | . | . | . | . | 0 | . | . | . | . | 0 | 0.332 | 0.035 | 0 | 0 | 0.367 | 25 | 2 | 0 | 0 | 27 | 0 | 0 | 0 | 0 | 0
2023 | NE | 3205 | Cedar-Knox Public Power Dist | SWPP | AC | 0.041 | . | . | . | 0.041 | 5 | . | . | . | 5 | . | . | . | . | 0 | . | . | . | . | 0 | . | . | . | . | 0 | . | . | . | . | 0 | . | . | . | . | 0 | . | . | . | . | 0 | . | . | . | . | 0 | . | . | . | . | 0 | . | . | . | . | 0 | . | . | . | . | 0 | . | . | . | . | 0 | 0.01 | . | . | . | 0.01 | 1 | . | . | . | 1 | . | . | . | . | 0 | . | . | . | . | 0 | . | . | . | . | 0 | . | . | . | . | 0 | 0.051 | 0 | 0 | 0 | 0.051 | 6 | 0 | 0 | 0 | 6 | 0 | 0 | 0 | 0 | 0
2023 | NE | 4373 | Cornhusker Public Power Dist | SWPP | AC | 0.799 | . | . | . | 0.799 | 36 | . | . | . | 36 | . | . | . | . | 0 | . | . | . | . | 0 | . | . | . | . | 0 | . | . | . | . | 0 | . | . | . | . | 0 | . | . | . | . | 0 | . | . | . | . | 0 | . | . | . | . | 0 | . | . | . | . | 0 | . | . | . | . | 0 | . | . | . | . | 0 | . | . | . | . | 0 | . | . | . | . | 0 | . | . | . | . | 0 | . | . | . | . | 0 | . | . | . | . | 0 | . | . | . | . | 0 | 0.799 | 0 | 0 | 0 | 0.799 | 36 | 0 | 0 | 0 | 36 | 0 | 0 | 0 | 0 | 0
2023 | NE | 4671 | Custer Public Power District | SWPP | AC | 0.014 | 0.018 | . | . | 0.032 | 13 | 6 | . | . | 19 | 0.036 | 0.002 | . | . | 0.038 | . | . | . | . | 0 | . | . | . | . | 0 | . | . | . | . | 0 | . | . | . | . | 0 | 0.012 | . | . | . | 0.012 | 1 | . | . | . | 1 | . | . | . | . | 0 | . | . | . | . | 0 | . | . | . | . | 0 | . | . | . | . | 0 | . | . | . | . | 0 | . | . | . | . | 0 | . | . | . | . | 0 | . | . | . | . | 0 | . | . | . | . | 0 | . | . | . | . | 0 | 0.014 | 0.018 | 0 | 0 | 0.032 | 13 | 6 | 0 | 0 | 19 | 0.036 | 0.002 | 0 | 0 | 0.038
2023 | NE | 4911 | Dawson Power District | SWPP | AC | 0.597 | 0.263 | . | . | 0.86 | 51 | 6 | . | . | 57 | . | . | . | . | 0 | . | . | . | . | 0 | . | . | . | . | 0 | . | . | . | . | 0 | . | . | . | . | 0 | 0.109 | . | . | . | 0.109 | 6 | . | . | . | 6 | 0.198 | . | . | . | 0.198 | . | . | . | . | 0 | . | . | . | . | 0 | . | . | . | . | 0 | . | 0.002 | . | . | 0.002 | . | 1 | . | . | 1 | . | . | . | . | 0 | . | . | . | . | 0 | . | . | . | . | 0 | . | . | . | . | 0 | 0.597 | 0.265 | 0 | 0 | 0.862 | 51 | 7 | 0 | 0 | 58 | 0 | 0 | 0 | 0 | 0
2023 | NE | 5780 | Elkhorn Rural Public Pwr Dist | SWPP | AC | 0.168 | 0.125 | . | . | 0.293 | 9 | 5 | . | . | 14 | 33.8 | 11.1 | . | . | 44.9 | . | . | . | . | 0 | . | . | . | . | 0 | . | . | . | . | 0 | . | . | . | . | 0 | . | . | . | . | 0 | . | . | . | . | 0 | . | . | . | . | 0 | . | . | . | . | 0 | . | . | . | . | 0 | . | . | . | . | 0 | . | . | . | . | 0 | . | . | . | . | 0 | . | . | . | . | 0 | . | . | . | . | 0 | . | . | . | . | 0 | . | . | . | . | 0 | 0.168 | 0.125 | 0 | 0 | 0.293 | 9 | 5 | 0 | 0 | 14 | 33.8 | 11.1 | 0 | 0 | 44.9
2023 | NE | 6779 | City of Fremont - (NE) | SWPP | AC | 0.046 | . | . | . | 0.046 | 8 | . | . | . | 8 | . | . | . | . | 0 | . | . | . | . | 0 | . | . | . | . | 0 | 1.168 | 0.288 | . | . | 1.456 | 269 | 13 | . | . | 282 | . | . | . | . | 0 | . | . | . | . | 0 | . | . | . | . | 0 | . | . | . | . | 0 | . | . | . | . | 0 | . | . | . | . | 0 | . | . | . | . | 0 | . | . | . | . | 0 | . | . | . | . | 0 | . | . | . | . | 0 | . | . | . | . | 0 | . | . | . | . | 0 | 1.214 | 0.288 | 0 | 0 | 1.502 | 277 | 13 | 0 | 0 | 290 | 0 | 0 | 0 | 0 | 0
2023 | NE | 8245 | City of Hastings - (NE) | SWPP | AC | 0.078 | 0.011 | . | . | 0.089 | 9 | 1 | . | . | 10 | 5.423 | . | . | . | 5.423 | . | 1.5 | . | . | 1.5 | . | 70 | . | . | 70 | . | . | . | . | 0 | . | . | . | . | 0 | . | . | . | . | 0 | . | . | . | . | 0 | . | . | . | . | 0 | . | . | . | . | 0 | . | . | . | . | 0 | . | . | . | . | 0 | 0.004 | . | . | . | 0.004 | 1 | . | . | . | 1 | . | . | . | . | 0 | . | . | . | . | 0 | . | . | . | . | 0 | . | . | . | . | 0 | 0.082 | 1.511 | 0 | 0 | 1.593 | 10 | 71 | 0 | 0 | 81 | 5.423 | 0 | 0 | 0 | 5.423
2023 | NE | 8570 | Highline Electric Assn | WACM | DC | 0.03 | 0.023 | . | . | 0.053 | 5 | 1 | . | . | 6 | 40.12 | 27.92 | . | . | 68.04 | . | . | . | . | 0 | . | . | . | . | 0 | . | . | . | . | 0 | . | . | . | . | 0 | . | . | . | . | 0 | . | . | . | . | 0 | . | . | . | . | 0 | . | . | . | . | 0 | . | . | . | . | 0 | . | . | . | . | 0 | . | . | . | . | 0 | . | . | . | . | 0 | . | . | . | . | 0 | . | . | . | . | 0 | . | . | . | . | 0 | . | . | . | . | 0 | 0.03 | 0.023 | 0 | 0 | 0.053 | 5 | 1 | 0 | 0 | 6 | 40.12 | 27.92 | 0 | 0 | 68.04
2023 | NE | 10967 | City of Lexington - (NE) | SWPP | AC | 0.252 | . | . | . | 0.252 | 24 | . | . | . | 24 | . | . | . | . | 0 | . | . | . | . | 0 | . | . | . | . | 0 | . | . | . | . | 0 | . | . | . | . | 0 | . | . | . | . | 0 | . | . | . | . | 0 | . | . | . | . | 0 | . | . | . | . | 0 | . | . | . | . | 0 | . | . | . | . | 0 | . | . | . | . | 0 | . | . | . | . | 0 | . | . | . | . | 0 | . | . | . | . | 0 | . | . | . | . | 0 | . | . | . | . | 0 | 0.252 | 0 | 0 | 0 | 0.252 | 24 | 0 | 0 | 0 | 24 | 0 | 0 | 0 | 0 | 0
2023 | NE | 11018 | Lincoln Electric System | SWPP | AC | 2.813 | 0.663 | 0.005 | . | 3.481 | 391 | 37 | 1 | . | 429 | . | . | . | . | 0 | 3.356 | 0.244 | . | . | 3.6 | 577 | 42 | . | . | 619 | . | . | . | . | 0 | . | . | . | . | 0 | . | . | . | . | 0 | . | . | . | . | 0 | . | . | . | . | 0 | . | . | . | . | 0 | . | . | . | . | 0 | . | . | . | . | 0 | . | 0.002 | . | . | 0.002 | . | 1 | . | . | 1 | . | . | . | . | 0 | . | . | . | . | 0 | . | . | . | . | 0 | . | . | . | . | 0 | 6.169 | 0.909 | 0.005 | 0 | 7.083 | 968 | 80 | 1 | 0 | 1049 | 0 | 0 | 0 | 0 | 0
2023 | NE | 11251 | Loup River Public Power Dist | SWPP | AC | . | . | 0.722 | . | 0.722 | . | . | 44 | . | 44 | . | . | 0.665 | . | 0.665 | . | . | . | . | 0 | . | . | . | . | 0 | . | . | . | . | 0 | . | . | . | . | 0 | . | . | . | . | 0 | . | . | . | . | 0 | . | . | . | . | 0 | . | . | . | . | 0 | . | . | . | . | 0 | . | . | . | . | 0 | . | . | . | . | 0 | . | . | . | . | 0 | . | . | . | . | 0 | . | . | . | . | 0 | . | . | . | . | 0 | . | . | . | . | 0 | 0 | 0 | 0.722 | 0 | 0.722 | 0 | 0 | 44 | 0 | 44 | 0 | 0 | 0.665 | 0 | 0.665
2023 | NE | 12539 | Midwest Electric Member Corp - (NE) | WACM | AC | 0.316 | 0.033 | 0 | 0 | 0.349 | 27 | 3 | 0 | 0 | 30 | 281.6 | 22.159 | 0 | 0 | 303.759 | 0 | 0 | 0 | 0 | 0 | 0 | 0 | 0 | 0 | 0 | 0 | 0 | 0 | 0 | 0 | 0 | 0 | 0 | 0 | 0 | 0 | 0 | 0 | 0 | 0 | 0 | 0 | 0 | 0 | 0 | 0 | 0 | 0 | 0 | 0 | 0 | 0 | 0 | 0 | 0 | 0 | 0 | 0 | 0 | 0 | 0 | 0 | 0 | 0 | 0 | 0.036 | 0 | 0 | 0 | 0.036 | 2 | 0 | 0 | 0 | 2 | 4.54 | 0 | 0 | 0 | 4.54 | 0 | 0 | 0 | 0 | 0 | 0 | 0 | 0 | 0 | 0 | 0 | 0 | 0 | 0 | 0 | 0.352 | 0.033 | 0 | 0 | 0.385 | 29 | 3 | 0 | 0 | 32 | 286.14 | 22.159 | 0 | 0 | 308.299
2023 | NE | 13337 | Nebraska Public Power District | SWPP | AC | 1.449 | 0.812 | . | . | 2.261 | 188 | 52 | . | . | 240 | 312.064 | 244.876 | . | . | 556.94 | . | . | . | . | 0 | . | . | . | . | 0 | . | . | . | . | 0 | . | . | . | . | 0 | . | . | . | . | 0 | . | . | . | . | 0 | . | . | . | . | 0 | . | . | . | . | 0 | . | . | . | . | 0 | . | . | . | . | 0 | 0.025 | 0.046 | . | . | 0.071 | 4 | 14 | . | . | 18 | 0 | 0.077 | . | . | 0.077 | . | . | . | . | 0 | . | . | . | . | 0 | . | . | . | . | 0 | 1.474 | 0.858 | 0 | 0 | 2.332 | 192 | 66 | 0 | 0 | 258 | 312.064 | 244.953 | 0 | 0 | 557.017
2023 | NE | 13664 | Norris Public Power District | SWPP | DC | 1.815 | 0.317 | 0 | 0 | 2.132 | 156 | 8 | 0 | 0 | 164 | 1511.83 | 193.398 | 0 | 0 | 1705.228 | . | . | . | . | 0 | . | . | . | . | 0 | . | . | . | . | 0 | . | . | . | . | 0 | . | . | . | . | 0 | . | . | . | . | 0 | . | . | . | . | 0 | . | . | . | . | 0 | . | . | . | . | 0 | . | . | . | . | 0 | 0.136 | 0.058 | . | . | 0.194 | 17 | 6 | . | . | 23 | 50.146 | 0.54 | . | . | 50.686 | . | . | . | . | 0 | . | . | . | . | 0 | . | . | . | . | 0 | 1.951 | 0.375 | 0 | 0 | 2.326 | 173 | 14 | 0 | 0 | 187 | 1561.976 | 193.938 | 0 | 0 | 1755.914
2023 | NE | 13725 | City of North Platte | SWPP | AC | 0.095 | . | . | . | 0.095 | 12 | 0 | 0 | . | 12 | 0.005 | . | . | . | 0.005 | . | . | . | . | 0 | . | . | . | . | 0 | . | . | . | . | 0 | . | . | . | . | 0 | 0.033 | . | . | . | 0.033 | 2 | . | . | . | 2 | . | . | . | . | 0 | . | . | . | . | 0 | . | . | . | . | 0 | . | . | . | . | 0 | . | . | . | . | 0 | . | . | . | . | 0 | . | . | . | . | 0 | . | . | . | . | 0 | . | . | . | . | 0 | . | . | . | . | 0 | 0.095 | 0 | 0 | 0 | 0.095 | 12 | 0 | 0 | 0 | 12 | 0.005 | 0 | 0 | 0 | 0.005
2023 | NE | 13739 | Northeast Power | SWPP | AC | 0.205 | 0.013 | . | . | 0.218 | 16 | 2 | . | . | 18 | 160.155 | 13.417 | . | . | 173.572 | . | . | . | . | 0 | . | . | . | . | 0 | . | . | . | . | 0 | . | . | . | . | 0 | . | . | . | . | 0 | . | . | . | . | 0 | . | . | . | . | 0 | . | . | . | . | 0 | . | . | . | . | 0 | . | . | . | . | 0 | 0.005 | 0.05 | . | . | 0.055 | 1 | 2 | . | . | 3 | 0 | 4.941 | . | . | 4.941 | . | . | . | . | 0 | . | . | . | . | 0 | . | . | . | . | 0 | 0.21 | 0.063 | 0 | 0 | 0.273 | 17 | 4 | 0 | 0 | 21 | 160.155 | 18.358 | 0 | 0 | 178.513
2023 | NE | 14127 | Omaha Public Power District | SWPP | AC | 10.755 | 0.673 | . | . | 11.428 | 1490 | 41 | . | . | 1531 | 20.467 | 3.336 | . | . | 23.803 | . | . | . | . | 0 | . | . | . | . | 0 | . | . | . | . | 0 | . | . | . | . | 0 | . | . | . | . | 0 | . | . | . | . | 0 | . | . | . | . | 0 | . | . | . | . | 0 | . | . | . | . | 0 | . | . | . | . | 0 | 0.032 | 0.002 | . | . | 0.034 | 7 | 1 | . | . | 8 | 0.44 | 0 | . | . | 0.44 | . | . | . | . | 0 | . | . | . | . | 0 | . | . | . | . | 0 | 10.787 | 0.675 | 0 | 0 | 11.462 | 1497 | 42 | 0 | 0 | 1539 | 20.907 | 3.336 | 0 | 0 | 24.243
2023 | NE | 17577 | City of South Sioux City | SWPP | AC | . | . | . | . | 0 | . | . | . | . | 0 | . | . | . | . | 0 | . | . | . | . | 0 | . | . | . | . | 0 | . | . | . | . | 0 | . | . | . | . | 0 | . | . | . | . | 0 | . | . | . | . | 0 | . | . | . | . | 0 | . | . | . | . | 0 | . | . | . | . | 0 | . | . | . | . | 0 | . | . | . | . | 0 | . | . | . | . | 0 | . | . | . | . | 0 | . | 4.952 | . | . | 4.952 | . | 2 | . | . | 2 | . | 289 | . | . | 289 | 0 | 4.952 | 0 | 0 | 4.952 | 0 | 2 | 0 | 0 | 2 | 0 | 289 | 0 | 0 | 289
2023 | NE | 17642 | Southern Public Power District | SWPP | AC | 0.536 | 0.025 | 0 | 0 | 0.561 | 36 | 1 | 0 | 0 | 37 | 0 | 0 | 0 | 0 | 0 | 0 | 0 | 0 | 0 | 0 | 0 | 0 | 0 | 0 | 0 | 0 | 0 | 0 | 0 | 0 | 0 | 0 | 0 | 0 | 0 | 0 | 0 | 0 | 0 | 0 | 0 | 0 | 0 | 0 | 0 | 0 | 0 | 0 | 0 | 0 | 0 | 0 | 0 | 0 | 0 | 0 | 0 | 0 | 0 | 0 | 0 | 0 | 0 | 0 | 0 | 0.027 | 0 | 0 | 0 | 0.027 | 5 | 0 | 0 | 0 | 5 | 0 | 0 | 0 | 0 | 0 | 0 | 0 | 0 | 0 | 0 | 0 | 0 | 0 | 0 | 0 | 0 | 0 | 0 | 0 | 0 | 0.563 | 0.025 | 0 | 0 | 0.588 | 41 | 1 | 0 | 0 | 42 | 0 | 0 | 0 | 0 | 0
2023 | NE | 17692 | Southwest Public Power Dist | SWPP | AC | 0.046 | . | . | . | 0.046 | 5 | . | . | . | 5 | 21.584 | . | . | . | 21.584 | . | . | . | . | 0 | . | . | . | . | 0 | . | . | . | . | 0 | . | . | . | . | 0 | . | . | . | . | 0 | . | . | . | . | 0 | . | . | . | . | 0 | . | . | . | . | 0 | . | . | . | . | 0 | . | . | . | . | 0 | . | . | . | . | 0 | . | . | . | . | 0 | . | . | . | . | 0 | . | . | . | . | 0 | . | . | . | . | 0 | . | . | . | . | 0 | 0.046 | 0 | 0 | 0 | 0.046 | 5 | 0 | 0 | 0 | 5 | 21.584 | 0 | 0 | 0 | 21.584
2023 | NE | 21111 | Perennial Public Power Dist | SWPP | AC | 0.257 | . | . | . | 0.257 | 18 | . | . | . | 18 | 172.47 | . | . | . | 172.47 | . | . | . | . | 0 | . | . | . | . | 0 | . | . | . | . | 0 | . | . | . | . | 0 | . | . | . | . | 0 | . | . | . | . | 0 | . | . | . | . | 0 | . | . | . | . | 0 | . | . | . | . | 0 | . | . | . | . | 0 | . | . | . | . | 0 | . | . | . | . | 0 | . | . | . | . | 0 | . | . | . | . | 0 | . | . | . | . | 0 | . | . | . | . | 0 | 0.257 | 0 | 0 | 0 | 0.257 | 18 | 0 | 0 | 0 | 18 | 172.47 | 0 | 0 | 0 | 172.47
2023 | NE | 27058 | High West Energy, Inc | WACM | DC | 0.012 | . | . | . | 0.012 | 6 | . | . | . | 6 | . | . | . | . | 0 | . | . | . | . | 0 | . | . | . | . | 0 | . | . | . | . | 0 | . | . | . | . | 0 | . | . | . | . | 0 | . | . | . | . | 0 | . | . | . | . | 0 | . | . | . | . | 0 | . | . | . | . | 0 | . | . | . | . | 0 | . | . | . | . | 0 | . | . | . | . | 0 | . | . | . | . | 0 | . | . | . | . | 0 | . | . | . | . | 0 | . | . | . | . | 0 | 0.012 | 0 | 0 | 0 | 0.012 | 6 | 0 | 0 | 0 | 6 | 0 | 0 | 0 | 0 | 0
2023 | NE | 40606 | City of Grand Island - (NE) | SWPP | DC | 0.098 | . | 0.112 | . | 0.21 | 9 | . | 2 | . | 11 | . | . | . | . | 0 | . | . | . | . | 0 | . | . | . | . | 0 | . | . | . | . | 0 | . | . | . | . | 0 | . | . | . | . | 0 | . | . | . | . | 0 | . | . | . | . | 0 | . | . | . | . | 0 | . | . | . | . | 0 | . | . | . | . | 0 | . | . | . | . | 0 | . | . | . | . | 0 | . | . | . | . | 0 | . | . | . | . | 0 | . | . | . | . | 0 | . | . | . | . | 0 | 0.098 | 0 | 0.112 | 0 | 0.21 | 9 | 0 | 2 | 0 | 11 | 0 | 0 | 0 | 0 | 0
2023 | NE | 99999 | State Adjustment | SWPP |  | 0.544 | 0.308 | 0.03 | . | 0.883 | . | . | . | . | . | . | . | . | . | . | . | . | . | . | . | . | . | . | . | . | . | . | . | . | . | . | . | . | . | . | . | . | . | . | . | . | . | . | . | . | . | . | . | . | . | . | . | . | . | . | . | . | . | . | . | . | . | . | . | . | . | . | . | . | . | . | . | . | . | . | . | . | . | . | . | . | . | . | . | . | . | . | . | . | . | . | . | . | . | . | 0.544 | 0.308 | 0.03 | . | 0.883 | . | . | . | . | . | . | . | . | . | .
2023 | NE | 99999 | State Adjustment | WACM |  | 0.654 | 0.08 | . | . | 0.734 | . | . | . | . | . | . | . | . | . | . | . | . | . | . | . | . | . | . | . | . | . | . | . | . | . | . | . | . | . | . | . | . | . | . | . | . | . | . | . | . | . | . | . | . | . | . | . | . | . | . | . | . | . | . | . | . | . | . | . | . | . | . | . | . | . | . | . | . | . | . | . | . | . | . | . | . | . | . | . | . | . | . | . | . | . | . | . | . | . | . | 0.654 | 0.08 | . | . | 0.734 | . | . | . | . | . | . | . | . | . | .
2023 | NH | 13441 | New Hampshire Elec Coop Inc | ISNE | AC | 13.38 | 3.499 | 1.961 | . | 18.84 | 1685 | 111 | 7 | . | 1803 | . | . | . | . | 0 | . | . | . | . | 0 | . | . | . | . | 0 | . | 0.985 | . | . | 0.985 | . | 26 | . | . | 26 | . | . | . | . | 0 | . | . | . | . | 0 | . | . | . | . | 0 | . | . | . | . | 0 | . | . | . | . | 0 | . | . | . | . | 0 | 0.086 | 0.005 | . | . | 0.091 | 28 | 2 | . | . | 30 | . | . | . | . | 0 | 0.012 | 0.004 | . | . | 0.016 | 1 | 1 | . | . | 2 | . | . | . | . | 0 | 13.478 | 4.493 | 1.961 | 0 | 19.932 | 1714 | 140 | 7 | 0 | 1861 | 0 | 0 | 0 | 0 | 0
2023 | NH | 15472 | Public Service Co of NH | ISNE | AC | 110.507 | 55.401 | 5.212 | . | 171.12 | 14021 | 812 | 38 | . | 14871 | . | . | . | . | 0 | . | . | . | . | 0 | . | . | . | . | 0 | . | . | . | . | 0 | . | . | . | . | 0 | . | . | . | . | 0 | . | . | . | . | 0 | . | . | . | . | 0 | . | . | . | . | 0 | . | . | . | . | 0 | . | . | . | . | 0 | 0.121 | 0.13 | . | . | 0.251 | 29 | 7 | . | . | 36 | . | . | . | . | 0 | 0.093 | 20.93 | 0.215 | . | 21.238 | 3 | 50 | 3 | . | 56 | . | . | . | . | 0 | 110.721 | 76.461 | 5.427 | 0 | 192.609 | 14053 | 869 | 41 | 0 | 14963 | 0 | 0 | 0 | 0 | 0
2023 | NH | 24590 | Unitil Energy Systems | ISNE | AC | 16.154 | 3.998 | 0.812 | . | 20.964 | 2031 | 91 | 7 | . | 2129 | 2358.158 | 1092.643 | . | . | 3450.801 | . | . | . | . | 0 | . | . | . | . | 0 | 0.191 | 0.556 | . | . | 0.747 | 13 | 13 | . | . | 26 | 0.676 | . | . | . | 0.676 | 67 | . | . | . | 67 | 0.848 | . | . | . | 0.848 | . | . | . | . | 0 | . | . | . | . | 0 | . | . | . | . | 0 | 0.015 | . | . | . | 0.015 | 3 | . | . | . | 3 | . | . | . | . | 0 | . | 9.005 | . | . | 9.005 | . | 3 | . | . | 3 | . | . | . | . | 0 | 16.36 | 13.559 | 0.812 | 0 | 30.731 | 2047 | 107 | 7 | 0 | 2161 | 2358.158 | 1092.643 | 0 | 0 | 3450.801
2023 | NH | 26510 | Liberty Utilities (Granite State Electri | ISNE | AC | 11.438 | 7.281 | 0 | 0 | 18.719 | 1394 | 106 | 0 | 0 | 1500 | . | . | . | . | 0 | . | . | . | . | 0 | . | . | . | . | 0 | 0.08 | 0.309 | 0 | 0 | 0.389 | 7 | 7 | 0 | 0 | 14 | . | . | . | . | 0 | . | . | . | . | 0 | . | . | . | . | 0 | . | . | . | . | 0 | . | . | . | . | 0 | . | . | . | . | 0 | 0 | 0.006 | 0 | 0 | 0.006 | 0 | 1 | 0 | 0 | 1 | . | . | . | . | 0 | 0 | 2 | 0 | 0 | 2 | 0 | 1 | 0 | 0 | 1 | . | . | . | . | 0 | 11.518 | 9.596 | 0 | 0 | 21.114 | 1401 | 115 | 0 | 0 | 1516 | 0 | 0 | 0 | 0 | 0
2023 | NH | 99999 | State Adjustment | ISNE |  | 0.457 | 0.036 | . | . | 0.493 | . | . | . | . | . | . | . | . | . | . | . | . | . | . | . | . | . | . | . | . | . | . | . | . | . | . | . | . | . | . | . | . | . | . | . | . | . | . | . | . | . | . | . | . | . | . | . | . | . | . | . | . | . | . | . | . | . | . | . | . | . | . | . | . | . | . | . | . | . | . | . | . | . | . | . | . | . | . | . | . | . | . | . | . | . | . | . | . | . | . | 0.457 | 0.036 | . | . | 0.493 | . | . | . | . | . | . | . | . | . | .
2023 | NJ | 963 | Atlantic City Electric Co | PJM | AC | 401.209 | 160.987 | 22.274 | . | 584.47 | 48785 | 1662 | 45 | . | 50492 | . | . | . | . | 0 | . | . | . | . | 0 | . | . | . | . | 0 | . | . | . | . | 0 | . | . | . | . | 0 | . | . | . | . | 0 | . | . | . | . | 0 | . | . | . | . | 0 | . | . | . | . | 0 | . | . | . | . | 0 | . | . | . | . | 0 | 0.207 | 0.04 | . | . | 0.247 | 17 | 2 | . | . | 19 | . | . | . | . | 0 | 0.023 | . | . | . | 0.023 | 1 | . | . | . | 1 | . | . | . | . | 0 | 401.439 | 161.027 | 22.274 | 0 | 584.74 | 48803 | 1664 | 45 | 0 | 50512 | 0 | 0 | 0 | 0 | 0
2023 | NJ | 9726 | Jersey Central Power & Lt Co | PJM | AC | 420.713 | 425.668 | 23.634 | 0 | 870.015 | 50477 | 2472 | 58 | 0 | 53007 | 0 | 0 | 0 | 0 | 0 | 0 | 0 | 0 | 0 | 0 | 0 | 0 | 0 | 0 | 0 | 0 | 0 | 0 | 0 | 0 | 0 | 0 | 0 | 0 | 0 | 11.454 | 0.072 | 0 | 0 | 11.526 | 1210 | 6 | 0 | 0 | 1216 | 0 | 0 | 0 | 0 | 0 | 0.085 | 0 | 0 | 0 | 0.085 | 8 | 0 | 0 | 0 | 8 | 0 | 0 | 0 | 0 | 0 | 0.22 | 0.057 | 0 | 0 | 0.277 | 15 | 4 | 0 | 0 | 19 | 0 | 0 | 0 | 0 | 0 | 0 | 0.74 | 0 | 0 | 0.74 | 0 | 2 | 0 | 0 | 2 | 0 | 0 | 0 | 0 | 0 | 420.933 | 426.465 | 23.634 | 0 | 871.032 | 50492 | 2478 | 58 | 0 | 53028 | 0 | 0 | 0 | 0 | 0
2023 | NJ | 15477 | Public Service Elec & Gas Co | PJM | DC | 517.185 | 811.963 | 92.527 | 0 | 1421.675 | 80451 | 4144 | 168 | 0 | 84763 | . | . | . | . | 0 | . | . | . | . | 0 | . | . | . | . | 0 | . | . | . | . | 0 | . | . | . | . | 0 | . | . | . | . | 0 | . | . | . | . | 0 | . | . | . | . | 0 | . | . | . | . | 0 | . | . | . | . | 0 | . | . | . | . | 0 | . | 1.514 | . | . | 1.514 | . | 4 | . | . | 4 | . | . | . | . | 0 | . | . | . | . | 0 | . | . | . | . | 0 | . | . | . | . | 0 | 517.185 | 813.477 | 92.527 | 0 | 1423.189 | 80451 | 4148 | 168 | 0 | 84767 | 0 | 0 | 0 | 0 | 0
2023 | NJ | 16213 | Rockland Electric Co | PJM | AC | 11.129 | 26.023 | 0.072 | 0 | 37.224 | 1254 | 156 | 1 | 0 | 1411 | . | . | . | . | 0 | 0 | 0 | 0 | 0 | 0 | 0 | 0 | 0 | 0 | 0 | 0 | 0 | 0 | 0 | 0 | 0 | 0 | 0 | 0 | 0 | 0.145 | 0 | 0 | 0 | 0.145 | 14 | 0 | 0 | 0 | 14 | 0 | 0 | 0 | 0 | 0 | 0.795 | 0 | 0 | 0 | 0.795 | 70 | 0 | 0 | 0 | 70 | 0 | 0 | 0 | 0 | 0 | 0 | 0 | 0 | 0 | 0 | 0 | 0 | 0 | 0 | 0 | . | . | . | . | 0 | 0 | 0 | 0 | 0 | 0 | 0 | 0 | 0 | 0 | 0 | . | . | . | . | 0 | 11.129 | 26.023 | 0.072 | 0 | 37.224 | 1254 | 156 | 1 | 0 | 1411 | 0 | 0 | 0 | 0 | 0
2023 | NJ | 19856 | City of Vineland - (NJ) | PJM | AC | 7.811 | 6.27 | 9.487 | . | 23.568 | 1454 | 40 | 11 | . | 1505 | . | . | . | . | 0 | . | . | . | . | 0 | . | . | . | . | 0 | . | . | . | . | 0 | . | . | . | . | 0 | . | . | . | . | 0 | . | . | . | . | 0 | . | . | . | . | 0 | . | . | . | . | 0 | . | . | . | . | 0 | . | . | . | . | 0 | 0.04 | . | 0.003 | . | 0.043 | 2 | . | 1 | . | 3 | . | . | . | . | 0 | . | 0.18 | . | . | 0.18 | . | 1 | . | . | 1 | . | . | . | . | 0 | 7.851 | 6.45 | 9.49 | 0 | 23.791 | 1456 | 41 | 12 | 0 | 1509 | 0 | 0 | 0 | 0 | 0
2023 | NJ | 99999 | State Adjustment | PJM |  | -88.747 | -139.066 | -16.137 | . | -243.95 | . | . | . | . | . | . | . | . | . | . | . | . | . | . | . | . | . | . | . | . | . | . | . | . | . | . | . | . | . | . | . | . | . | . | . | . | . | . | . | . | . | . | . | . | . | . | . | . | . | . | . | . | . | . | . | . | . | . | . | . | . | . | . | . | . | . | . | . | . | . | . | . | . | . | . | . | . | . | . | . | . | . | . | . | . | . | . | . | . | . | -88.747 | -139.066 | -16.137 | . | -243.95 | . | . | . | . | . | . | . | . | . | .
2023 | NM | 3273 | Central New Mexico El Coop, Inc | PNM | AC | 5.15 | 2.28 | . | . | 7.43 | 723 | 15 | . | . | 738 | . | . | . | . | 0 | . | . | . | . | 0 | . | . | . | . | 0 | . | . | . | . | 0 | . | . | . | . | 0 | . | . | . | . | 0 | . | . | . | . | 0 | . | . | . | . | 0 | . | . | . | . | 0 | . | . | . | . | 0 | . | . | . | . | 0 | 0.049 | 0.09 | . | . | 0.139 | 10 | 1 | . | . | 11 | . | . | . | . | 0 | 5.19 | 2.37 | . | . | 7.56 | 733 | 16 | . | . | 749 | . | . | . | . | 0 | 10.389 | 4.74 | 0 | 0 | 15.129 | 1466 | 32 | 0 | 0 | 1498 | 0 | 0 | 0 | 0 | 0
2023 | NM | 3287 | Central Valley Elec Coop, Inc | SWPP | AC | 0.547 | . | . | . | 0.547 | 62 | . | . | . | 62 | 132.392 | . | . | . | 132.392 | . | . | . | . | 0 | . | . | . | . | 0 | . | . | . | . | 0 | . | . | . | . | 0 | . | . | . | . | 0 | . | . | . | . | 0 | . | . | . | . | 0 | . | . | . | . | 0 | . | . | . | . | 0 | . | . | . | . | 0 | 0.001 | . | . | . | 0.001 | 1 | . | . | . | 1 | 0 | . | . | . | 0 | . | . | . | . | 0 | . | . | . | . | 0 | . | . | . | . | 0 | 0.548 | 0 | 0 | 0 | 0.548 | 63 | 0 | 0 | 0 | 63 | 132.392 | 0 | 0 | 0 | 132.392
2023 | NM | 4265 | Continental Divide El Coop Inc | PNM | AC | 0.757 | 0.388 | . | . | 1.145 | 121 | 15 | . | . | 136 | . | . | . | . | 0 | . | . | . | . | 0 | . | . | . | . | 0 | . | . | . | . | 0 | . | . | . | . | 0 | . | . | . | . | 0 | . | . | . | . | 0 | . | . | . | . | 0 | . | . | . | . | 0 | . | . | . | . | 0 | . | . | . | . | 0 | . | . | . | . | 0 | . | . | . | . | 0 | . | . | . | . | 0 | . | . | . | . | 0 | . | . | . | . | 0 | . | . | . | . | 0 | 0.757 | 0.388 | 0 | 0 | 1.145 | 121 | 15 | 0 | 0 | 136 | 0 | 0 | 0 | 0 | 0
2023 | NM | 5701 | El Paso Electric Co | EPE | AC | 48.99 | 7.576 | . | . | 56.566 | 9024 | 190 | . | . | 9214 | 13517.789 | 1751.803 | . | . | 15269.592 | . | . | . | . | 0 | . | . | . | . | 0 | 0 | 0 | . | . | 0 | . | . | . | . | 0 | 0.875 | . | . | . | 0.875 | 102 | . | . | . | 102 | . | . | . | . | 0 | . | . | . | . | 0 | . | . | . | . | 0 | . | . | . | . | 0 | 0.007 | 0.006 | . | . | 0.013 | 3 | 2 | . | . | 5 | . | . | . | . | 0 | . | . | . | . | 0 | . | . | . | . | 0 | . | . | . | . | 0 | 48.997 | 7.582 | 0 | 0 | 56.579 | 9027 | 192 | 0 | 0 | 9219 | 13517.789 | 1751.803 | 0 | 0 | 15269.592
2023 | NM | 6198 | Farmers Electric Coop, Inc - (NM) | SWPP | AC | 0.45 | 0.787 | . | . | 1.237 | 56 | 12 | . | . | 68 | 87.7 | 87.957 | . | . | 175.657 | . | . | . | . | 0 | . | . | . | . | 0 | . | . | . | . | 0 | . | . | . | . | 0 | . | . | . | . | 0 | . | . | . | . | 0 | . | . | . | . | 0 | . | . | . | . | 0 | . | . | . | . | 0 | . | . | . | . | 0 | 0.015 | 0.068 | . | . | 0.083 | 3 | 2 | . | . | 5 | 0 | 0.337 | . | . | 0.337 | . | . | . | . | 0 | . | . | . | . | 0 | . | . | . | . | 0 | 0.465 | 0.855 | 0 | 0 | 1.32 | 59 | 14 | 0 | 0 | 73 | 87.7 | 88.294 | 0 | 0 | 175.994
2023 | NM | 6204 | City of Farmington - (NM) | WACM | AC | 1.816 | 0.131 | 0 | 0 | 1.947 | 354 | 16 | 0 | 0 | 370 | 97.997 | 2.466 | 0 | 0 | 100.463 | . | . | . | . | 0 | . | . | . | . | 0 | . | . | . | . | 0 | . | . | . | . | 0 | . | . | . | . | 0 | . | . | . | . | 0 | . | . | . | . | 0 | . | . | . | . | 0 | . | . | . | . | 0 | . | . | . | . | 0 | . | . | . | . | 0 | . | . | . | . | 0 | . | . | . | . | 0 | . | . | . | . | 0 | . | . | . | . | 0 | . | . | . | . | 0 | 1.816 | 0.131 | 0 | 0 | 1.947 | 354 | 16 | 0 | 0 | 370 | 97.997 | 2.466 | 0 | 0 | 100.463
2023 | NM | 9699 | Jemez Mountains Elec Coop, Inc | WALC | AC | 3.411 | 0.721 | . | . | 4.132 | 602 | 52 | . | . | 654 | . | . | . | . | 0 | . | . | . | . | 0 | . | . | . | . | 0 | . | . | . | . | 0 | . | . | . | . | 0 | . | . | . | . | 0 | . | . | . | . | 0 | . | . | . | . | 0 | . | . | . | . | 0 | . | . | . | . | 0 | . | . | . | . | 0 | . | . | . | . | 0 | . | . | . | . | 0 | . | . | . | . | 0 | . | . | . | . | 0 | . | . | . | . | 0 | . | . | . | . | 0 | 3.411 | 0.721 | 0 | 0 | 4.132 | 602 | 52 | 0 | 0 | 654 | 0 | 0 | 0 | 0 | 0
2023 | NM | 10378 | Kit Carson Electric Coop, Inc | PNM | AC | 2.74 | 1.066 | . | . | 3.806 | 587 | 100 | . | . | 687 | 2.891 | 0.728 | . | . | 3.619 | . | . | . | . | 0 | . | . | . | . | 0 | 0.098 | . | . | . | 0.098 | 47 | . | . | . | 47 | . | . | . | . | 0 | . | . | . | . | 0 | . | . | . | . | 0 | . | . | . | . | 0 | . | . | . | . | 0 | . | . | . | . | 0 | 0.003 | . | . | . | 0.003 | 1 | . | . | . | 1 | 5.212 | . | . | . | 5.212 | . | . | . | . | 0 | . | . | . | . | 0 | . | . | . | . | 0 | 2.841 | 1.066 | 0 | 0 | 3.907 | 635 | 100 | 0 | 0 | 735 | 8.103 | 0.728 | 0 | 0 | 8.831
2023 | NM | 11204 | Los Alamos County | PNM | DC | 2.503 | 0.714 | . | . | 3.217 | 436 | 32 | . | . | 468 | 0 | 0 | . | . | 0 | . | . | . | . | 0 | . | . | . | . | 0 | . | . | . | . | 0 | . | . | . | . | 0 | . | . | . | . | 0 | . | . | . | . | 0 | . | . | . | . | 0 | . | . | . | . | 0 | . | . | . | . | 0 | . | . | . | . | 0 | . | . | . | . | 0 | . | . | . | . | 0 | . | . | . | . | 0 | . | . | . | . | 0 | . | . | . | . | 0 | . | . | . | . | 0 | 2.503 | 0.714 | 0 | 0 | 3.217 | 436 | 32 | 0 | 0 | 468 | 0 | 0 | 0 | 0 | 0
2023 | NM | 13318 | Navopache Electric Coop, Inc | TEPC | AC | 0.062 | . | . | . | 0.062 | 11 | . | . | . | 11 | 57.144 | . | . | . | 57.144 | . | . | . | . | 0 | . | . | . | . | 0 | . | . | . | . | 0 | . | . | . | . | 0 | . | . | . | . | 0 | . | . | . | . | 0 | . | . | . | . | 0 | . | . | . | . | 0 | . | . | . | . | 0 | . | . | . | . | 0 | 0.006 | . | . | . | 0.006 | 1 | . | . | . | 1 | . | . | . | . | 0 | . | . | . | . | 0 | . | . | . | . | 0 | . | . | . | . | 0 | 0.068 | 0 | 0 | 0 | 0.068 | 12 | 0 | 0 | 0 | 12 | 57.144 | 0 | 0 | 0 | 57.144
2023 | NM | 14224 | Otero County Electric Coop Inc | PNM | AC | 6.038 | 0.166 | . | . | 6.204 | 1243 | 6 | . | . | 1249 | . | . | . | . | 0 | . | . | . | . | 0 | . | . | . | . | 0 | . | . | . | . | 0 | . | . | . | . | 0 | . | . | . | . | 0 | . | . | . | . | 0 | . | . | . | . | 0 | . | . | . | . | 0 | . | . | . | . | 0 | . | . | . | . | 0 | 0.012 | . | . | . | 0.012 | 3 | . | . | . | 3 | . | . | . | . | 0 | . | . | . | . | 0 | . | . | . | . | 0 | . | . | . | . | 0 | 6.05 | 0.166 | 0 | 0 | 6.216 | 1246 | 6 | 0 | 0 | 1252 | 0 | 0 | 0 | 0 | 0
2023 | NM | 15473 | Public Service Co of NM | PNM | DC | 255.64 | 87.47 | 0 | 0 | 343.11 | 41370 | 1131 | 0 | 0 | 42501 | . | . | . | . | 0 | . | . | . | . | 0 | . | . | . | . | 0 | . | . | . | . | 0 | . | . | . | . | 0 | . | . | . | . | 0 | . | . | . | . | 0 | . | . | . | . | 0 | . | . | . | . | 0 | . | . | . | . | 0 | . | . | . | . | 0 | 0.009 | 0.015 | 0 | 0 | 0.024 | 3 | 3 | 0 | 0 | 6 | . | . | . | . | 0 | . | . | . | . | 0 | . | . | . | . | 0 | . | . | . | . | 0 | 255.649 | 87.485 | 0 | 0 | 343.134 | 41373 | 1134 | 0 | 0 | 42507 | 0 | 0 | 0 | 0 | 0
2023 | NM | 17715 | Southwestern Electric Coop Inc - (NM) | PNM | AC | 0.268 | . | . | . | 0.268 | 34 | . | . | . | 34 | . | . | . | . | 0 | . | . | . | . | 0 | . | . | . | . | 0 | . | . | . | . | 0 | . | . | . | . | 0 | . | . | . | . | 0 | . | . | . | . | 0 | . | . | . | . | 0 | . | . | . | . | 0 | . | . | . | . | 0 | . | . | . | . | 0 | . | . | . | . | 0 | . | . | . | . | 0 | . | . | . | . | 0 | . | . | . | . | 0 | . | . | . | . | 0 | . | . | . | . | 0 | 0.268 | 0 | 0 | 0 | 0.268 | 34 | 0 | 0 | 0 | 34 | 0 | 0 | 0 | 0 | 0
2023 | NM | 17718 | Southwestern Public Service Co | SWPP | DC | 18.97 | 7.588 | 0.493 | . | 27.051 | 1988 | 107 | 6 | . | 2101 | . | . | . | . | 0 | . | . | . | . | 0 | . | . | . | . | 0 | . | . | . | . | 0 | . | . | . | . | 0 | . | . | . | . | 0 | . | . | . | . | 0 | . | . | . | . | 0 | . | . | . | . | 0 | . | . | . | . | 0 | . | . | . | . | 0 | . | . | . | . | 0 | . | . | . | . | 0 | . | . | . | . | 0 | . | . | . | . | 0 | . | . | . | . | 0 | . | . | . | . | 0 | 18.97 | 7.588 | 0.493 | 0 | 27.051 | 1988 | 107 | 6 | 0 | 2101 | 0 | 0 | 0 | 0 | 0
2023 | NM | 17826 | Springer Electric Coop, Inc | PNM | AC | 0.068 | 0.055 | . | . | 0.123 | 17 | 4 | . | . | 21 | . | . | . | . | 0 | . | . | . | . | 0 | . | . | . | . | 0 | . | . | . | . | 0 | . | . | . | . | 0 | . | . | . | . | 0 | . | . | . | . | 0 | . | . | . | . | 0 | . | . | . | . | 0 | . | . | . | . | 0 | . | . | . | . | 0 | . | . | . | . | 0 | . | . | . | . | 0 | . | . | . | . | 0 | . | . | . | . | 0 | . | . | . | . | 0 | . | . | . | . | 0 | 0.068 | 0.055 | 0 | 0 | 0.123 | 17 | 4 | 0 | 0 | 21 | 0 | 0 | 0 | 0 | 0
2023 | NM | 99999 | State Adjustment | PNM |  | -43.271 | -14.567 | 0.15 | . | -57.688 | . | . | . | . | . | . | . | . | . | . | . | . | . | . | . | . | . | . | . | . | . | . | . | . | . | . | . | . | . | . | . | . | . | . | . | . | . | . | . | . | . | . | . | . | . | . | . | . | . | . | . | . | . | . | . | . | . | . | . | . | . | . | . | . | . | . | . | . | . | . | . | . | . | . | . | . | . | . | . | . | . | . | . | . | . | . | . | . | . | . | -43.271 | -14.567 | 0.15 | . | -57.688 | . | . | . | . | . | . | . | . | . | .
2023 | NM | 99999 | State Adjustment | SWPP |  | -3.308 | -1.323 | -0.086 | . | -4.718 | . | . | . | . | . | . | . | . | . | . | . | . | . | . | . | . | . | . | . | . | . | . | . | . | . | . | . | . | . | . | . | . | . | . | . | . | . | . | . | . | . | . | . | . | . | . | . | . | . | . | . | . | . | . | . | . | . | . | . | . | . | . | . | . | . | . | . | . | . | . | . | . | . | . | . | . | . | . | . | . | . | . | . | . | . | . | . | . | . | . | -3.308 | -1.323 | -0.086 | . | -4.718 | . | . | . | . | . | . | . | . | . | .
2023 | NM | 99999 | State Adjustment | WACM |  | 0.015 | 0.274 | . | . | 0.289 | . | . | . | . | . | . | . | . | . | . | . | . | . | . | . | . | . | . | . | . | . | . | . | . | . | . | . | . | . | . | . | . | . | . | . | . | . | . | . | . | . | . | . | . | . | . | . | . | . | . | . | . | . | . | . | . | . | . | . | . | . | . | . | . | . | . | . | . | . | . | . | . | . | . | . | . | . | . | . | . | . | . | . | . | . | . | . | . | . | . | 0.015 | 0.274 | . | . | 0.289 | . | . | . | . | . | . | . | . | . | .
2023 | NM | 99999 | State Adjustment | WALC |  | 0.029 | . | . | . | 0.029 | . | . | . | . | . | . | . | . | . | . | . | . | . | . | . | . | . | . | . | . | . | . | . | . | . | . | . | . | . | . | . | . | . | . | . | . | . | . | . | . | . | . | . | . | . | . | . | . | . | . | . | . | . | . | . | . | . | . | . | . | . | . | . | . | . | . | . | . | . | . | . | . | . | . | . | . | . | . | . | . | . | . | . | . | . | . | . | . | . | . | 0.029 | . | . | . | 0.029 | . | . | . | . | . | . | . | . | . | .
2023 | NV | 2008 | City of Boulder City - (NV) | WALC | DC | 1.172 | 1.106 | 0 | 0 | 2.278 | 138 | 11 | 0 | 0 | 149 | . | . | . | . | 0 | . | . | . | . | 0 | . | . | . | . | 0 | . | . | . | . | 0 | . | . | . | . | 0 | . | . | . | . | 0 | . | . | . | . | 0 | . | . | . | . | 0 | . | . | . | . | 0 | . | . | . | . | 0 | . | . | . | . | 0 | . | . | . | . | 0 | . | . | . | . | 0 | . | . | . | . | 0 | . | . | . | . | 0 | . | . | . | . | 0 | . | . | . | . | 0 | 1.172 | 1.106 | 0 | 0 | 2.278 | 138 | 11 | 0 | 0 | 149 | 0 | 0 | 0 | 0 | 0
2023 | NV | 13073 | Mt Wheeler Power, Inc | NEVP | AC | 0.061 | 0.157 | . | . | 0.218 | 14 | 6 | . | . | 20 | . | . | . | . | 0 | . | . | . | . | 0 | . | . | . | . | 0 | . | . | . | . | 0 | . | . | . | . | 0 | . | . | . | . | 0 | . | . | . | . | 0 | . | . | . | . | 0 | . | . | . | . | 0 | . | . | . | . | 0 | . | . | . | . | 0 | . | 0.011 | . | . | 0.011 | . | 1 | . | . | 1 | . | . | . | . | 0 | . | . | . | . | 0 | . | . | . | . | 0 | . | . | . | . | 0 | 0.061 | 0.168 | 0 | 0 | 0.229 | 14 | 7 | 0 | 0 | 21 | 0 | 0 | 0 | 0 | 0
2023 | NV | 13407 | Nevada Power Co | NEVP | AC | 762.836 | 29.464 | 33.259 | 0 | 825.559 | 101231 | 528 | 117 | 0 | 101876 | . | . | . | . | 0 | . | . | . | . | 0 | . | . | . | . | 0 | . | . | . | . | 0 | . | . | . | . | 0 | 13.048 | 0.005 | 0.163 | 0 | 13.216 | 1629 | 1 | 1 | . | 1631 | 33.561 | 0.01 | 0.84 | 0 | 34.411 | . | . | . | . | 0 | . | . | . | . | 0 | . | . | . | . | 0 | 0.016 | 0.008 | 0.002 | 0 | 0.026 | 2 | 3 | 1 | 0 | 6 | . | . | . | . | 0 | . | . | . | . | 0 | . | . | . | . | 0 | . | . | . | . | 0 | 762.852 | 29.472 | 33.261 | 0 | 825.585 | 101233 | 531 | 118 | 0 | 101882 | 0 | 0 | 0 | 0 | 0
2023 | NV | 14245 | Overton Power District No 5 | NEVP | AC | 4.49 | 0.083 | . | . | 4.573 | 501 | 1 | . | . | 502 | 3708.699 | 86.92 | . | . | 3795.619 | . | . | . | . | 0 | . | . | . | . | 0 | . | . | . | . | 0 | . | . | . | . | 0 | . | . | . | . | 0 | . | . | . | . | 0 | . | . | . | . | 0 | . | . | . | . | 0 | . | . | . | . | 0 | . | . | . | . | 0 | . | . | . | . | 0 | . | . | . | . | 0 | . | . | . | . | 0 | . | . | . | . | 0 | . | . | . | . | 0 | . | . | . | . | 0 | 4.49 | 0.083 | 0 | 0 | 4.573 | 501 | 1 | 0 | 0 | 502 | 3708.699 | 86.92 | 0 | 0 | 3795.619
2023 | NV | 17166 | Sierra Pacific Power Co | NEVP | AC | 68.127 | 34.297 | 1.073 | . | 103.497 | 11202 | 434 | 5 | . | 11641 | . | . | . | . | 0 | . | . | . | . | 0 | . | . | . | . | 0 | . | . | . | . | 0 | . | . | . | . | 0 | 6.541 | 0.005 | . | . | 6.546 | 867 | 1 | . | . | 868 | 16.942 | 0.014 | . | . | 16.956 | . | . | . | . | 0 | . | . | . | . | 0 | . | . | . | . | 0 | 0.307 | 9.354 | 0.007 | . | 9.668 | 49 | 88 | 1 | . | 138 | . | . | . | . | 0 | 0.05 | 0.108 | 0.05 | . | 0.208 | 1 | 2 | 1 | . | 4 | . | . | . | . | 0 | 68.484 | 43.759 | 1.13 | 0 | 113.373 | 11252 | 524 | 7 | 0 | 11783 | 0 | 0 | 0 | 0 | 0
2023 | NV | 19840 | Valley Electric Assn, Inc | NEVP | DC | 19.723 | 0.181 | 0 | 0 | 19.904 | 1989 | 20 | 0 | 0 | 2009 | 1553.945 | 8.909 | 0 | 0 | 1562.854 | . | . | . | . | 0 | . | . | . | . | 0 | . | . | . | . | 0 | . | . | . | . | 0 | . | . | . | . | 0 | . | . | . | . | 0 | . | . | . | . | 0 | . | . | . | . | 0 | . | . | . | . | 0 | . | . | . | . | 0 | 0.02 | 0.002 | 0 | 0 | 0.022 | 9 | 1 | 0 | 0 | 10 | 1.782 | 0.001 | 0 | 0 | 1.783 | 0.075 | 0.006 | 0 | 0 | 0.081 | 9 | 1 | 0 | 0 | 10 | 4.628 | 0.022 | 0 | 0 | 4.65 | 19.818 | 0.189 | 0 | 0 | 20.007 | 2007 | 22 | 0 | 0 | 2029 | 1560.355 | 8.932 | 0 | 0 | 1569.287
2023 | NV | 99999 | State Adjustment | BPAT |  | 0.004 | . | . | . | 0.004 | . | . | . | . | . | . | . | . | . | . | . | . | . | . | . | . | . | . | . | . | . | . | . | . | . | . | . | . | . | . | . | . | . | . | . | . | . | . | . | . | . | . | . | . | . | . | . | . | . | . | . | . | . | . | . | . | . | . | . | . | . | . | . | . | . | . | . | . | . | . | . | . | . | . | . | . | . | . | . | . | . | . | . | . | . | . | . | . | . | . | 0.004 | . | . | . | 0.004 | . | . | . | . | . | . | . | . | . | .
2023 | NV | 99999 | State Adjustment | CISO |  | 0.113 | . | . | . | 0.113 | . | . | . | . | . | . | . | . | . | . | . | . | . | . | . | . | . | . | . | . | . | . | . | . | . | . | . | . | . | . | . | . | . | . | . | . | . | . | . | . | . | . | . | . | . | . | . | . | . | . | . | . | . | . | . | . | . | . | . | . | . | . | . | . | . | . | . | . | . | . | . | . | . | . | . | . | . | . | . | . | . | . | . | . | . | . | . | . | . | . | 0.113 | . | . | . | 0.113 | . | . | . | . | . | . | . | . | . | .
2023 | NV | 99999 | State Adjustment | NEVP |  | -3.423 | -0.015 | 0 | . | -3.437 | . | . | . | . | . | . | . | . | . | . | . | . | . | . | . | . | . | . | . | . | . | . | . | . | . | . | . | . | . | . | . | . | . | . | . | . | . | . | . | . | . | . | . | . | . | . | . | . | . | . | . | . | . | . | . | . | . | . | . | . | . | . | . | . | . | . | . | . | . | . | . | . | . | . | . | . | . | . | . | . | . | . | . | . | . | . | . | . | . | . | -3.423 | -0.015 | 0 | . | -3.437 | . | . | . | . | . | . | . | . | . | .
2023 | NV | 99999 | State Adjustment | WALC |  | -0.204 | -0.193 | 0 | . | -0.397 | . | . | . | . | . | . | . | . | . | . | . | . | . | . | . | . | . | . | . | . | . | . | . | . | . | . | . | . | . | . | . | . | . | . | . | . | . | . | . | . | . | . | . | . | . | . | . | . | . | . | . | . | . | . | . | . | . | . | . | . | . | . | . | . | . | . | . | . | . | . | . | . | . | . | . | . | . | . | . | . | . | . | . | . | . | . | . | . | . | . | -0.204 | -0.193 | 0 | . | -0.397 | . | . | . | . | . | . | . | . | . | .
2023 | NY | 3249 | Central Hudson Gas & Elec Corp | NYIS | AC | 116.11 | 191.687 | . | . | 307.797 | 14494 | 721 | . | . | 15215 | . | . | . | . | 0 | . | . | . | . | 0 | . | . | . | . | 0 | . | . | . | . | 0 | . | . | . | . | 0 | . | . | . | . | 0 | . | . | . | . | 0 | . | . | . | . | 0 | . | . | . | . | 0 | . | . | . | . | 0 | . | . | . | . | 0 | 0.143 | 0.016 | . | . | 0.159 | 13 | 2 | . | . | 15 | . | . | . | . | 0 | . | . | . | . | 0 | . | . | . | . | 0 | . | . | . | . | 0 | 116.253 | 191.703 | 0 | 0 | 307.956 | 14507 | 723 | 0 | 0 | 15230 | 0 | 0 | 0 | 0 | 0
2023 | NY | 4226 | Consolidated Edison Co-NY Inc | NYIS | AC | 340.553 | 108.742 | . | . | 449.295 | 59872 | 3203 | . | . | 63075 | . | . | . | . | 0 | . | 24.431 | . | . | 24.431 | . | 14 | . | . | 14 | . | 76.245 | . | . | 76.245 | . | 720 | . | . | 720 | 3.679 | 10.252 | . | . | 13.931 | 453 | 24 | . | . | 477 | 9.403 | 49.482 | . | . | 58.885 | 0.196 | 11.458 | . | . | 11.654 | 25 | 9 | . | . | 34 | 0.48 | 11.654 | . | . | 12.134 | . | 0.143 | . | . | 0.143 | . | 6 | . | . | 6 | . | . | . | . | 0 | 0.015 | 39.122 | . | . | 39.137 | 3 | 41 | . | . | 44 | . | . | . | . | 0 | 340.568 | 248.683 | 0 | 0 | 589.251 | 59875 | 3984 | 0 | 0 | 63859 | 0 | 0 | 0 | 0 | 0
2023 | NY | 11171 | Long Island Power Authority | NYIS | AC | 572.64 | 95.576 | . | . | 668.216 | 80957 | 1628 | . | . | 82585 | . | . | . | . | 0 | . | 1.36 | . | . | 1.36 | . | 1 | . | . | 1 | . | 8.331 | . | . | 8.331 | . | 37 | . | . | 37 | 14.431 | 0.638 | . | . | 15.069 | 1667 | 9 | . | . | 1676 | . | . | . | . | 0 | . | . | . | . | 0 | . | . | . | . | 0 | . | . | . | . | 0 | 0.024 | 0.356 | . | . | 0.38 | 5 | 16 | . | . | 21 | . | . | . | . | 0 | 2.982 | 20.687 | . | . | 23.669 | 307 | 43 | . | . | 350 | . | . | . | . | 0 | 575.646 | 126.31 | 0 | 0 | 701.956 | 81269 | 1725 | 0 | 0 | 82994 | 0 | 0 | 0 | 0 | 0
2023 | NY | 11811 | Town of Massena - (NY) | NYIS | DC | 0.038 | . | 0.03 | . | 0.068 | 6 | . | 3 | . | 9 | 19.37 | . | 0.24 | . | 19.61 | . | . | . | . | 0 | . | . | . | . | 0 | . | . | . | . | 0 | . | . | . | . | 0 | . | . | . | . | 0 | . | . | . | . | 0 | . | . | . | . | 0 | . | . | . | . | 0 | . | . | . | . | 0 | . | . | . | . | 0 | . | . | . | . | 0 | . | . | . | . | 0 | . | . | . | . | 0 | . | . | . | . | 0 | . | . | . | . | 0 | . | . | . | . | 0 | 0.038 | 0 | 0.03 | 0 | 0.068 | 6 | 0 | 3 | 0 | 9 | 19.37 | 0 | 0.24 | 0 | 19.61
2023 | NY | 13511 | New York State Elec & Gas Corp | NYIS | AC | 82.529 | 503.265 | . | . | 585.794 | 10135 | 1185 | . | . | 11320 | . | . | . | . | 0 | . | 324.117 | . | . | 324.117 | . | 115 | . | . | 115 | 0.061 | 16.071 | . | . | 16.132 | 2 | 99 | . | . | 101 | 5.647 | 27.388 | . | . | 33.035 | 416 | 4 | . | . | 420 | . | . | . | . | 0 | 0.308 | 0.42 | . | . | 0.728 | 35 | 10 | . | . | 45 | . | . | . | . | 0 | 0.649 | 0.756 | . | . | 1.405 | 77 | 24 | . | . | 101 | . | . | . | . | 0 | . | . | 10.897 | . | 10.897 | . | . | 28 | . | 28 | . | . | . | . | 0 | 83.239 | 844.209 | 10.897 | 0 | 938.345 | 10214 | 1423 | 28 | 0 | 11665 | 0 | 0 | 0 | 0 | 0
2023 | NY | 13573 | Niagara Mohawk Power Corp. | NYIS | AC | 186.282 | 316.276 | 9.422 | . | 511.98 | 23878 | 2223 | 29 | . | 26130 | . | . | . | . | 0 | . | 854.352 | . | . | 854.352 | . | 228 | . | . | 228 | 0.011 | 11.989 | . | . | 12 | 1 | 39 | . | . | 40 | 0.027 | . | . | . | 0.027 | 4 | . | . | . | 4 | . | . | . | . | 0 | . | . | . | . | 0 | . | . | . | . | 0 | . | . | . | . | 0 | 2.408 | 4.001 | 0.15 | . | 6.559 | 195 | 63 | 2 | . | 260 | . | . | . | . | 0 | 0.115 | 19.222 | 1.155 | . | 20.492 | 24 | 51 | 3 | . | 78 | . | . | . | . | 0 | 188.816 | 1205.84 | 10.727 | 0 | 1405.383 | 24098 | 2604 | 34 | 0 | 26736 | 0 | 0 | 0 | 0 | 0
2023 | NY | 14154 | Orange & Rockland Utils Inc | NYIS | AC | 91.375 | 94.213 | 3.228 | 0 | 188.816 | 11911 | 202 | 4 | 0 | 12117 | . | . | . | . | 0 | 0 | 13.952 | 0 | 0 | 13.952 | 0 | 8 | 0 | 0 | 8 | 0 | 2.964 | 0 | 0 | 2.964 | 0 | 27 | 0 | 0 | 27 | 4.534 | 15.91 | 0 | 0 | 20.444 | 523 | 7 | 0 | 0 | 530 | 3.763 | 7.99 | 0 | 0 | 11.753 | 0.045 | 15 | 0 | 0 | 15.045 | 3 | 4 | 0 | 0 | 7 | 0.04 | 12 | 0 | 0 | 12.04 | 0 | 0.012 | 0 | 0 | 0.012 | 0 | 2 | 0 | 0 | 2 | . | . | . | . | 0 | 0 | 0.02 | 0 | 0 | 0.02 | 0 | 1 | 0 | 0 | 1 | . | . | . | . | 0 | 91.375 | 111.161 | 3.228 | 0 | 205.764 | 11911 | 240 | 4 | 0 | 12155 | 0 | 0 | 0 | 0 | 0
2023 | NY | 14711 | Pennsylvania Electric Co | PJM | AC | 0.087 | 0.001 | 0 | 0 | 0.088 | 11 | 1 | 0 | 0 | 12 | 0 | 0 | 0 | 0 | 0 | 0 | 0 | 0 | 0 | 0 | 0 | 0 | 0 | 0 | 0 | 0 | 0 | 0 | 0 | 0 | 0 | 0 | 0 | 0 | 0 | 0 | 0 | 0 | 0 | 0 | 0 | 0 | 0 | 0 | 0 | 0 | 0 | 0 | 0 | 0 | 0 | 0 | 0 | 0 | 0 | 0 | 0 | 0 | 0 | 0 | 0 | 0 | 0 | 0 | 0 | 0 | 0.004 | 0 | 0 | 0.004 | 0 | 1 | 0 | 0 | 1 | 0 | 0 | 0 | 0 | 0 | 0 | 0 | 0 | 0 | 0 | 0 | 0 | 0 | 0 | 0 | 0 | 0 | 0 | 0 | 0 | 0.087 | 0.005 | 0 | 0 | 0.092 | 11 | 2 | 0 | 0 | 13 | 0 | 0 | 0 | 0 | 0
2023 | NY | 16183 | Rochester Gas & Electric Corp | NYIS | AC | 20.052 | 173.021 | . | . | 193.073 | 2538 | 250 | . | . | 2788 | . | . | . | . | 0 | 0 | 20.748 | . | . | 20.748 | 0 | 180 | . | . | 180 | 0.044 | 3.554 | . | . | 3.598 | 6 | 198 | . | . | 204 | . | 4.464 | . | . | 4.464 | . | 3 | . | . | 3 | . | . | . | . | 0 | . | . | . | . | 0 | . | . | . | . | 0 | . | . | . | . | 0 | 0.074 | 0.88 | . | . | 0.954 | 12 | 5 | . | . | 17 | . | . | . | . | 0 | 0.699 | 1.464 | . | . | 2.163 | 60 | 3 | . | . | 63 | . | . | . | . | 0 | 20.869 | 199.667 | 0 | 0 | 220.536 | 2616 | 636 | 0 | 0 | 3252 | 0 | 0 | 0 | 0 | 0
2023 | NY | 99999 | State Adjustment | NYIS |  | 0.181 | 0.012 | -0.005 | . | 0.188 | . | . | . | . | . | . | . | . | . | . | . | . | . | . | . | . | . | . | . | . | . | . | . | . | . | . | . | . | . | . | . | . | . | . | . | . | . | . | . | . | . | . | . | . | . | . | . | . | . | . | . | . | . | . | . | . | . | . | . | . | . | . | . | . | . | . | . | . | . | . | . | . | . | . | . | . | . | . | . | . | . | . | . | . | . | . | . | . | . | . | 0.181 | 0.012 | -0.005 | . | 0.188 | . | . | . | . | . | . | . | . | . | .
2023 | OH | 2651 | Butler Rural Electric Coop Inc - (OH) | PJM | DC | 1.537 | 0.1 | . | . | 1.637 | 146 | 2 | . | . | 148 | 414.59 | 23.771 | . | . | 438.361 | . | . | . | . | 0 | . | . | . | . | 0 | . | . | . | . | 0 | . | . | . | . | 0 | . | . | . | . | 0 | . | . | . | . | 0 | . | . | . | . | 0 | . | . | . | . | 0 | . | . | . | . | 0 | . | . | . | . | 0 | . | 0.003 | . | . | 0.003 | . | 1 | . | . | 1 | . | . | . | . | 0 | . | . | . | . | 0 | . | . | . | . | 0 | . | . | . | . | 0 | 1.537 | 0.103 | 0 | 0 | 1.64 | 146 | 3 | 0 | 0 | 149 | 414.59 | 23.771 | 0 | 0 | 438.361
2023 | OH | 3542 | Duke Energy Ohio Inc | PJM | AC | 34.625 | 19.4 | 0.865 | . | 54.89 | 4462 | 229 | 17 | . | 4708 | . | . | . | . | 0 | . | . | . | . | 0 | . | . | . | . | 0 | . | . | . | . | 0 | . | . | . | . | 0 | . | . | . | . | 0 | . | . | . | . | 0 | . | . | . | . | 0 | . | . | . | . | 0 | . | . | . | . | 0 | . | . | . | . | 0 | 0.037 | 0.036 | . | . | 0.073 | 8 | 1 | . | . | 9 | . | . | . | . | 0 | . | . | . | . | 0 | . | . | . | . | 0 | . | . | . | . | 0 | 34.662 | 19.436 | 0.865 | 0 | 54.963 | 4470 | 230 | 17 | 0 | 4717 | 0 | 0 | 0 | 0 | 0
2023 | OH | 3755 | Cleveland Electric Illum Co | PJM | AC | 13.245 | 10.679 | 0.721 | 0 | 24.645 | 1931 | 135 | 7 | 0 | 2073 | 0 | 0 | 0 | 0 | 0 | 0 | 0 | 0 | 0 | 0 | 0 | 0 | 0 | 0 | 0 | 0 | 0 | 0 | 0 | 0 | 0 | 0 | 0 | 0 | 0 | 1.481 | 1.011 | 0.109 | 0 | 2.601 | 234 | 3 | 1 | 0 | 238 | 0 | 0 | 0 | 0 | 0 | 0 | 0 | 0 | 0 | 0 | 0 | 0 | 0 | 0 | 0 | 0 | 0 | 0 | 0 | 0 | 0.021 | 3.215 | 1.225 | 0 | 4.461 | 5 | 16 | 2 | 0 | 23 | 0 | 0 | 0 | 0 | 0 | 0 | 0 | 0 | 0 | 0 | 0 | 0 | 0 | 0 | 0 | 0 | 0 | 0 | 0 | 0 | 13.266 | 13.894 | 1.946 | 0 | 29.106 | 1936 | 151 | 9 | 0 | 2096 | 0 | 0 | 0 | 0 | 0
2023 | OH | 3762 | City of Cleveland - (OH) | PJM | AC | 0.949 | . | . | . | 0.949 | 157 | . | . | . | 157 | 0 | . | . | . | 0 | . | . | . | . | 0 | . | . | . | . | 0 | . | . | . | . | 0 | . | . | . | . | 0 | . | . | . | . | 0 | . | . | . | . | 0 | . | . | . | . | 0 | . | . | . | . | 0 | . | . | . | . | 0 | . | . | . | . | 0 | . | . | . | . | 0 | . | . | . | . | 0 | . | . | . | . | 0 | . | . | . | . | 0 | . | . | . | . | 0 | . | . | . | . | 0 | 0.949 | 0 | 0 | 0 | 0.949 | 157 | 0 | 0 | 0 | 157 | 0 | 0 | 0 | 0 | 0
2023 | OH | 4683 | City of Cuyahoga Falls - (OH) | PJM | DC | 0.119 | 0.028 | 0.015 | . | 0.162 | 19 | 1 | 1 | . | 21 | . | . | . | . | 0 | . | . | . | . | 0 | . | . | . | . | 0 | . | . | . | . | 0 | . | . | . | . | 0 | . | . | . | . | 0 | . | . | . | . | 0 | . | . | . | . | 0 | . | . | . | . | 0 | . | . | . | . | 0 | . | . | . | . | 0 | . | . | 0.011 | . | 0.011 | . | . | 1 | . | 1 | . | . | . | . | 0 | . | . | . | . | 0 | . | . | . | . | 0 | . | . | . | . | 0 | 0.119 | 0.028 | 0.026 | 0 | 0.173 | 19 | 1 | 2 | 0 | 22 | 0 | 0 | 0 | 0 | 0
2023 | OH | 4922 | Dayton Power & Light Co | PJM | AC | 2.602 | 7.285 | . | . | 9.887 | 388 | 76 | . | . | 464 | . | . | . | . | 0 | . | . | . | . | 0 | . | . | . | . | 0 | . | . | . | . | 0 | . | . | . | . | 0 | . | . | . | . | 0 | . | . | . | . | 0 | . | . | . | . | 0 | . | . | . | . | 0 | . | . | . | . | 0 | . | . | . | . | 0 | 0.099 | 4.668 | . | . | 4.767 | 20 | 10 | . | . | 30 | . | . | . | . | 0 | 0 | 0.575 | . | . | 0.575 | 0 | 1 | . | . | 1 | . | . | . | . | 0 | 2.701 | 12.528 | 0 | 0 | 15.229 | 408 | 87 | 0 | 0 | 495 | 0 | 0 | 0 | 0 | 0
2023 | OH | 7004 | Buckeye Power, Inc | PJM | DC | 25.6 | 2.8 | . | . | 28.4 | 2686 | 66 | . | . | 2752 | 2283.5 | 245.2 | . | . | 2528.7 | . | . | . | . | 0 | . | . | . | . | 0 | . | . | . | . | 0 | . | . | . | . | 0 | . | . | . | . | 0 | . | . | . | . | 0 | . | . | . | . | 0 | . | . | . | . | 0 | . | . | . | . | 0 | . | . | . | . | 0 | 0.2 | 0.1 | . | . | 0.3 | 31 | 3 | . | . | 34 | 15.2 | 1.4 | . | . | 16.6 | 0 | 0.1 | . | . | 0.1 | 0 | 2 | . | . | 2 | 0 | 8 | . | . | 8 | 25.8 | 3 | 0 | 0 | 28.8 | 2717 | 71 | 0 | 0 | 2788 | 2298.7 | 254.6 | 0 | 0 | 2553.3
2023 | OH | 7891 | Guernsey-Muskingum El Coop Inc | PJM | AC | 0.729 | 0.163 | . | . | 0.892 | 74 | 3 | . | . | 77 | . | . | . | . | 0 | . | . | . | . | 0 | . | . | . | . | 0 | . | . | . | . | 0 | . | . | . | . | 0 | . | . | . | . | 0 | . | . | . | . | 0 | . | . | . | . | 0 | . | . | . | . | 0 | . | . | . | . | 0 | . | . | . | . | 0 | 0.01 | . | . | . | 0.01 | 1 | . | . | . | 1 | . | . | . | . | 0 | . | . | . | . | 0 | . | . | . | . | 0 | . | . | . | . | 0 | 0.739 | 0.163 | 0 | 0 | 0.902 | 75 | 3 | 0 | 0 | 78 | 0 | 0 | 0 | 0 | 0
2023 | OH | 8761 | Holmes-Wayne Electric Coop Inc | PJM | AC | 0.97 | 0.469 | . | . | 1.439 | 102 | 14 | . | . | 116 | 568.945 | 267.076 | . | . | 836.021 | . | . | . | . | 0 | . | . | . | . | 0 | . | . | . | . | 0 | . | . | . | . | 0 | . | . | . | . | 0 | . | . | . | . | 0 | . | . | . | . | 0 | . | . | . | . | 0 | . | . | . | . | 0 | . | . | . | . | 0 | 0.005 | . | . | . | 0.005 | 2 | . | . | . | 2 | 0 | . | . | . | 0 | . | . | . | . | 0 | . | . | . | . | 0 | . | . | . | . | 0 | 0.975 | 0.469 | 0 | 0 | 1.444 | 104 | 14 | 0 | 0 | 118 | 568.945 | 267.076 | 0 | 0 | 836.021
2023 | OH | 10830 | City of Lebanon - (OH) | PJM | AC | 0.152 | 0.281 | . | . | 0.433 | 19 | 4 | . | . | 23 | . | . | . | . | 0 | . | . | . | . | 0 | . | . | . | . | 0 | . | . | . | . | 0 | . | . | . | . | 0 | . | . | . | . | 0 | . | . | . | . | 0 | . | . | . | . | 0 | . | . | . | . | 0 | . | . | . | . | 0 | . | . | . | . | 0 | . | . | . | . | 0 | . | . | . | . | 0 | . | . | . | . | 0 | . | . | . | . | 0 | . | . | . | . | 0 | . | . | . | . | 0 | 0.152 | 0.281 | 0 | 0 | 0.433 | 19 | 4 | 0 | 0 | 23 | 0 | 0 | 0 | 0 | 0
2023 | OH | 12377 | Midwest Energy Cooperative - (MI) | PJM | AC | 0.032 | . | . | . | 0.032 | 4 | . | . | . | 4 | 16.523 | . | . | . | 16.523 | . | . | . | . | 0 | . | . | . | . | 0 | . | . | . | . | 0 | . | . | . | . | 0 | . | . | . | . | 0 | . | . | . | . | 0 | . | . | . | . | 0 | . | . | . | . | 0 | . | . | . | . | 0 | . | . | . | . | 0 | . | . | . | . | 0 | . | . | . | . | 0 | . | . | . | . | 0 | . | . | . | . | 0 | . | . | . | . | 0 | . | . | . | . | 0 | 0.032 | 0 | 0 | 0 | 0.032 | 4 | 0 | 0 | 0 | 4 | 16.523 | 0 | 0 | 0 | 16.523
2023 | OH | 12990 | Consolidated Cooperative | PJM | AC | 1.75 | 0.025 | . | . | 1.775 | 208 | 1 | . | . | 209 | . | . | . | . | 0 | . | . | . | . | 0 | . | . | . | . | 0 | 0.1 | . | . | . | 0.1 | 48 | . | . | . | 48 | . | . | . | . | 0 | . | . | . | . | 0 | . | . | . | . | 0 | . | . | . | . | 0 | . | . | . | . | 0 | . | . | . | . | 0 | . | . | . | . | 0 | . | . | . | . | 0 | . | . | . | . | 0 | . | . | . | . | 0 | . | . | . | . | 0 | . | . | . | . | 0 | 1.85 | 0.025 | 0 | 0 | 1.875 | 256 | 1 | 0 | 0 | 257 | 0 | 0 | 0 | 0 | 0
2023 | OH | 13998 | Ohio Edison Co | PJM | AC | 24.452 | 27.389 | 0.592 | 0 | 52.433 | 3006 | 156 | 4 | 0 | 3166 | 0 | 0 | 0 | 0 | 0 | 0 | 0 | 0 | 0 | 0 | 0 | 0 | 0 | 0 | 0 | 0 | 0 | 0 | 0 | 0 | 0 | 0 | 0 | 0 | 0 | 4.194 | 0.303 | 0 | 0 | 4.497 | 510 | 4 | 0 | 0 | 514 | 0 | 0 | 0 | 0 | 0 | 0 | 0 | 0 | 0 | 0 | 0 | 0 | 0 | 0 | 0 | 0 | 0 | 0 | 0 | 0 | 0.758 | 1.783 | 1.05 | 0 | 3.591 | 73 | 34 | 3 | 0 | 110 | 0 | 0 | 0 | 0 | 0 | 0 | 0.915 | 0 | 0 | 0.915 | 0 | 4 | 0 | 0 | 4 | 0 | 0 | 0 | 0 | 0 | 25.21 | 30.087 | 1.642 | 0 | 56.939 | 3079 | 194 | 7 | 0 | 3280 | 0 | 0 | 0 | 0 | 0
2023 | OH | 14006 | Ohio Power Co | PJM | AC | 59.317 | 60.737 | 5.713 | . | 125.767 | 8538 | 475 | 38 | . | 9051 | 34144.143 | 24599.946 | 1566.267 | . | 60310.356 | . | . | . | . | 0 | . | . | . | . | 0 | . | . | . | . | 0 | . | . | . | . | 0 | 3.114 | 0.29 | . | . | 3.404 | 697 | 9 | . | . | 706 | 7.669 | 0.679 | . | . | 8.348 | . | . | . | . | 0 | . | . | . | . | 0 | . | . | . | . | 0 | 0.299 | 2.018 | 25.733 | . | 28.05 | 56 | 22 | 7 | . | 85 | 32.187 | 45.68 | 9191.7 | . | 9269.567 | . | 2.74 | 1 | . | 3.74 | . | 6 | 1 | . | 7 | . | . | . | . | 0 | 59.616 | 65.495 | 32.446 | 0 | 157.557 | 8594 | 503 | 46 | 0 | 9143 | 34176.33 | 24645.626 | 10757.967 | 0 | 69579.923
2023 | OH | 18997 | The Toledo Edison Co | PJM | AC | 4.182 | 14.448 | 24.056 | 0 | 42.686 | 552 | 81 | 17 | 0 | 650 | 0 | 0 | 0 | 0 | 0 | 0 | 0 | 0 | 0 | 0 | 0 | 0 | 0 | 0 | 0 | 0 | 0 | 0 | 0 | 0 | 0 | 0 | 0 | 0 | 0 | 0.364 | 0 | 0 | 0 | 0.364 | 45 | 0 | 0 | 0 | 45 | 0 | 0 | 0 | 0 | 0 | 0 | 0 | 0 | 0 | 0 | 0 | 0 | 0 | 0 | 0 | 0 | 0 | 0 | 0 | 0 | 0.273 | 3.345 | 0 | 0 | 3.618 | 41 | 20 | 0 | 0 | 61 | 0 | 0 | 0 | 0 | 0 | 0 | 0.78 | 2.8 | 0 | 3.58 | 0 | 4 | 1 | 0 | 5 | 0 | 0 | 0 | 0 | 0 | 4.455 | 18.573 | 26.856 | 0 | 49.884 | 593 | 105 | 18 | 0 | 716 | 0 | 0 | 0 | 0 | 0
2023 | OH | 19951 | City of Wadsworth - (OH) | PJM | AC | 0.01 | 0.05 | 0.05 | . | 0.11 | 23 | 5 | 1 | . | 29 | . | . | . | . | 0 | . | . | . | . | 0 | . | . | . | . | 0 | . | . | . | . | 0 | . | . | . | . | 0 | . | . | . | . | 0 | . | . | . | . | 0 | . | . | . | . | 0 | . | . | . | . | 0 | . | . | . | . | 0 | . | . | . | . | 0 | . | . | . | . | 0 | . | . | . | . | 0 | . | . | . | . | 0 | . | . | . | . | 0 | . | . | . | . | 0 | . | . | . | . | 0 | 0.01 | 0.05 | 0.05 | 0 | 0.11 | 23 | 5 | 1 | 0 | 29 | 0 | 0 | 0 | 0 | 0
2023 | OH | 20477 | City of Westerville - (OH) | PJM | AC | 0.658 | 3.669 | . | . | 4.327 | 92 | 9 | . | . | 101 | . | . | . | . | 0 | . | . | . | . | 0 | . | . | . | . | 0 | . | . | . | . | 0 | . | . | . | . | 0 | . | . | . | . | 0 | . | . | . | . | 0 | . | . | . | . | 0 | . | . | . | . | 0 | . | . | . | . | 0 | . | . | . | . | 0 | . | . | . | . | 0 | . | . | . | . | 0 | . | . | . | . | 0 | . | . | . | . | 0 | . | . | . | . | 0 | . | . | . | . | 0 | 0.658 | 3.669 | 0 | 0 | 4.327 | 92 | 9 | 0 | 0 | 101 | 0 | 0 | 0 | 0 | 0
2023 | OH | 99999 | State Adjustment | PJM |  | -4.021 | 2.238 | -0.003 | . | -1.786 | . | . | . | . | . | . | . | . | . | . | . | . | . | . | . | . | . | . | . | . | . | . | . | . | . | . | . | . | . | . | . | . | . | . | . | . | . | . | . | . | . | . | . | . | . | . | . | . | . | . | . | . | . | . | . | . | . | . | . | . | . | . | . | . | . | . | . | . | . | . | . | . | . | . | . | . | . | . | . | . | . | . | . | . | . | . | . | . | . | . | -4.021 | 2.238 | -0.003 | . | -1.786 | . | . | . | . | . | . | . | . | . | .
2023 | OK | 296 | Alfalfa Electric Coop, Inc | SWPP | AC | . | . | . | . | 0 | . | . | . | . | 0 | . | . | . | . | 0 | . | . | . | . | 0 | . | . | . | . | 0 | . | . | . | . | 0 | . | . | . | . | 0 | . | . | . | . | 0 | . | . | . | . | 0 | . | . | . | . | 0 | . | . | . | . | 0 | . | . | . | . | 0 | . | . | . | . | 0 | . | 0.001 | . | . | 0.001 | . | 2 | . | . | 2 | . | . | . | . | 0 | . | 0.059 | . | . | 0.059 | . | 12 | . | . | 12 | . | . | . | . | 0 | 0 | 0.06 | 0 | 0 | 0.06 | 0 | 14 | 0 | 0 | 14 | 0 | 0 | 0 | 0 | 0
2023 | OK | 817 | Arkansas Valley Elec Coop Corp | SWPP | AC | 0.321 | . | . | . | 0.321 | 34 | . | . | . | 34 | 167.33 | . | . | . | 167.33 | . | . | . | . | 0 | . | . | . | . | 0 | . | . | . | . | 0 | . | . | . | . | 0 | . | . | . | . | 0 | . | . | . | . | 0 | . | . | . | . | 0 | . | . | . | . | 0 | . | . | . | . | 0 | . | . | . | . | 0 | . | . | . | . | 0 | . | . | . | . | 0 | . | . | . | . | 0 | . | . | . | . | 0 | . | . | . | . | 0 | . | . | . | . | 0 | 0.321 | 0 | 0 | 0 | 0.321 | 34 | 0 | 0 | 0 | 34 | 167.33 | 0 | 0 | 0 | 167.33
2023 | OK | 3226 | Central Rural Electric Cooperative, Inc | AECI | AC | 1.678 | 0.089 | . | . | 1.767 | 180 | 3 | . | . | 183 | . | . | . | . | 0 | . | . | . | . | 0 | . | . | . | . | 0 | . | . | . | . | 0 | . | . | . | . | 0 | 0.13 | 0 | . | . | 0.13 | 13 | . | . | . | 13 | 0.026 | . | . | . | 0.026 | . | . | . | . | 0 | . | . | . | . | 0 | . | . | . | . | 0 | 0.019 | . | . | . | 0.019 | 4 | . | . | . | 4 | . | . | . | . | 0 | . | . | . | . | 0 | . | . | . | . | 0 | . | . | . | . | 0 | 1.697 | 0.089 | 0 | 0 | 1.786 | 184 | 3 | 0 | 0 | 187 | 0 | 0 | 0 | 0 | 0
2023 | OK | 3478 | Cimarron Electric Coop | SWPP | AC | 0.836 | 0.31 | . | . | 1.146 | 80 | 2 | . | . | 82 | 95.681 | 0 | . | . | 95.681 | . | . | . | . | 0 | . | . | . | . | 0 | . | . | . | . | 0 | . | . | . | . | 0 | . | . | . | . | 0 | . | . | . | . | 0 | . | . | . | . | 0 | . | . | . | . | 0 | . | . | . | . | 0 | . | . | . | . | 0 | 0.015 | 0.015 | . | . | 0.03 | 2 | 1 | . | . | 3 | 0.438 | 0.139 | . | . | 0.577 | . | . | . | . | 0 | . | . | . | . | 0 | . | . | . | . | 0 | 0.851 | 0.325 | 0 | 0 | 1.176 | 82 | 3 | 0 | 0 | 85 | 96.119 | 0.139 | 0 | 0 | 96.258
2023 | OK | 3527 | Choctaw Electric Coop Inc | SWPP | AC | 1.41 | . | . | . | 1.41 | 163 | . | . | . | 163 | . | . | . | . | 0 | . | . | . | . | 0 | . | . | . | . | 0 | . | . | . | . | 0 | . | . | . | . | 0 | . | . | . | . | 0 | . | . | . | . | 0 | . | . | . | . | 0 | . | . | . | . | 0 | . | . | . | . | 0 | . | . | . | . | 0 | 0.002 | . | . | . | 0.002 | 1 | . | . | . | 1 | . | . | . | . | 0 | . | . | . | . | 0 | . | . | . | . | 0 | . | . | . | . | 0 | 1.412 | 0 | 0 | 0 | 1.412 | 164 | 0 | 0 | 0 | 164 | 0 | 0 | 0 | 0 | 0
2023 | OK | 3647 | City of Claremore | SWPP | DC | 0.66 | . | . | . | 0.66 | 69 | . | . | . | 69 | . | . | . | . | 0 | . | . | . | . | 0 | . | . | . | . | 0 | . | . | . | . | 0 | . | . | . | . | 0 | . | . | . | . | 0 | . | . | . | . | 0 | . | . | . | . | 0 | . | . | . | . | 0 | . | . | . | . | 0 | . | . | . | . | 0 | . | . | . | . | 0 | . | . | . | . | 0 | . | . | . | . | 0 | . | . | . | . | 0 | . | . | . | . | 0 | . | . | . | . | 0 | 0.66 | 0 | 0 | 0 | 0.66 | 69 | 0 | 0 | 0 | 69 | 0 | 0 | 0 | 0 | 0
2023 | OK | 4296 | Cookson Hills Elec Coop, Inc | AECI | AC | 0.784 | 0.055 | . | . | 0.839 | 82 | 1 | . | . | 83 | . | . | . | . | 0 | . | . | . | . | 0 | . | . | . | . | 0 | . | . | . | . | 0 | . | . | . | . | 0 | . | . | . | . | 0 | . | . | . | . | 0 | . | . | . | . | 0 | . | . | . | . | 0 | . | . | . | . | 0 | . | . | . | . | 0 | . | . | . | . | 0 | . | . | . | . | 0 | . | . | . | . | 0 | . | . | . | . | 0 | . | . | . | . | 0 | . | . | . | . | 0 | 0.784 | 0.055 | 0 | 0 | 0.839 | 82 | 1 | 0 | 0 | 83 | 0 | 0 | 0 | 0 | 0
2023 | OK | 4401 | Cotton Electric Coop, Inc | SWPP | AC | 1.908 | 0.015 | . | . | 1.923 | 194 | 1 | . | . | 195 | . | . | . | . | 0 | . | . | . | . | 0 | . | . | . | . | 0 | . | . | . | . | 0 | . | . | . | . | 0 | . | . | . | . | 0 | . | . | . | . | 0 | . | . | . | . | 0 | . | . | . | . | 0 | . | . | . | . | 0 | . | . | . | . | 0 | 0.018 | 0.001 | . | . | 0.019 | 2 | 1 | . | . | 3 | . | . | . | . | 0 | . | . | . | . | 0 | . | . | . | . | 0 | . | . | . | . | 0 | 1.926 | 0.016 | 0 | 0 | 1.942 | 196 | 2 | 0 | 0 | 198 | 0 | 0 | 0 | 0 | 0
2023 | OK | 5598 | East Central Oklahoma Elec Coop Inc | AECI | AC | 1.865 | 0.005 | . | . | 1.87 | 200 | 1 | . | . | 201 | . | . | . | . | 0 | . | . | . | . | 0 | . | . | . | . | 0 | . | . | . | . | 0 | . | . | . | . | 0 | . | . | . | . | 0 | . | . | . | . | 0 | . | . | . | . | 0 | . | . | . | . | 0 | . | . | . | . | 0 | . | . | . | . | 0 | 0.022 | . | . | . | 0.022 | 3 | . | . | . | 3 | . | . | . | . | 0 | . | . | . | . | 0 | . | . | . | . | 0 | . | . | . | . | 0 | 1.887 | 0.005 | 0 | 0 | 1.892 | 203 | 1 | 0 | 0 | 204 | 0 | 0 | 0 | 0 | 0
2023 | OK | 5661 | City of Edmond - (OK) | SWPP | AC | 0.451 | 0.003 | . | . | 0.454 | 72 | 1 | . | . | 73 | . | . | . | . | 0 | . | . | . | . | 0 | . | . | . | . | 0 | . | . | . | . | 0 | . | . | . | . | 0 | . | . | . | . | 0 | . | . | . | . | 0 | . | . | . | . | 0 | . | . | . | . | 0 | . | . | . | . | 0 | . | . | . | . | 0 | . | . | . | . | 0 | . | . | . | . | 0 | . | . | . | . | 0 | . | . | . | . | 0 | . | . | . | . | 0 | . | . | . | . | 0 | 0.451 | 0.003 | 0 | 0 | 0.454 | 72 | 1 | 0 | 0 | 73 | 0 | 0 | 0 | 0 | 0
2023 | OK | 5860 | Empire District Electric Co | SWPP | DC | 0.166 | 0.009 | . | . | 0.175 | 20 | 3 | . | . | 23 | . | . | . | . | 0 | . | . | . | . | 0 | . | . | . | . | 0 | . | . | . | . | 0 | . | . | . | . | 0 | . | . | . | . | 0 | . | . | . | . | 0 | . | . | . | . | 0 | . | . | . | . | 0 | . | . | . | . | 0 | . | . | . | . | 0 | . | . | . | . | 0 | . | . | . | . | 0 | . | . | . | . | 0 | . | . | . | . | 0 | . | . | . | . | 0 | . | . | . | . | 0 | 0.166 | 0.009 | 0 | 0 | 0.175 | 20 | 3 | 0 | 0 | 23 | 0 | 0 | 0 | 0 | 0
2023 | OK | 9246 | Indian Electric Coop, Inc | SWPP | AC | 1.03 | 0.3 | . | . | 1.33 | 124 | 4 | . | . | 128 | . | . | . | . | 0 | . | . | . | . | 0 | . | . | . | . | 0 | . | . | . | . | 0 | . | . | . | . | 0 | . | . | . | . | 0 | . | . | . | . | 0 | . | . | . | . | 0 | . | . | . | . | 0 | . | . | . | . | 0 | . | . | . | . | 0 | 0.01 | . | . | . | 0.01 | 1 | . | . | . | 1 | . | . | . | . | 0 | . | . | . | . | 0 | . | . | . | . | 0 | . | . | . | . | 0 | 1.04 | 0.3 | 0 | 0 | 1.34 | 125 | 4 | 0 | 0 | 129 | 0 | 0 | 0 | 0 | 0
2023 | OK | 10170 | Kiamichi Electric Coop, Inc | AECI | AC | 0.977 | . | . | . | 0.977 | 114 | . | . | . | 114 | . | . | . | . | 0 | . | . | . | . | 0 | . | . | . | . | 0 | . | . | . | . | 0 | . | . | . | . | 0 | . | . | . | . | 0 | . | . | . | . | 0 | . | . | . | . | 0 | . | . | . | . | 0 | . | . | . | . | 0 | . | . | . | . | 0 | . | . | . | . | 0 | . | . | . | . | 0 | . | . | . | . | 0 | . | . | . | . | 0 | . | . | . | . | 0 | . | . | . | . | 0 | 0.977 | 0 | 0 | 0 | 0.977 | 114 | 0 | 0 | 0 | 114 | 0 | 0 | 0 | 0 | 0
2023 | OK | 10599 | Lake Region Electric Coop, Inc - (OK) | AECI | DC | 0.671 | 0 | 0 | 0 | 0.671 | 91 | 0 | 0 | 0 | 91 | . | . | . | . | 0 | . | . | . | . | 0 | . | . | . | . | 0 | . | . | . | . | 0 | . | . | . | . | 0 | 0.246 | . | . | . | 0.246 | 20 | . | . | . | 20 | . | . | . | . | 0 | . | . | . | . | 0 | . | . | . | . | 0 | . | . | . | . | 0 | . | . | . | . | 0 | . | . | . | . | 0 | . | . | . | . | 0 | . | . | . | . | 0 | . | . | . | . | 0 | . | . | . | . | 0 | 0.671 | 0 | 0 | 0 | 0.671 | 91 | 0 | 0 | 0 | 91 | 0 | 0 | 0 | 0 | 0
2023 | OK | 13734 | Northeast Oklahoma Electric Co | SWPP | AC | 1.727 | 0.925 | 0 | 0 | 2.652 | 195 | 13 | 0 | 0 | 208 | 1034.701 | 449.886 | 0 | 0 | 1484.587 | . | . | . | . | 0 | . | . | . | . | 0 | . | . | . | . | 0 | . | . | . | . | 0 | . | . | . | . | 0 | . | . | . | . | 0 | . | . | . | . | 0 | . | . | . | . | 0 | . | . | . | . | 0 | . | . | . | . | 0 | 0.01 | 0 | 0 | 0 | 0.01 | 1 | 0 | 0 | 0 | 1 | 0 | 0 | 0 | 0 | 0 | . | . | . | . | 0 | . | . | . | . | 0 | . | . | . | . | 0 | 1.737 | 0.925 | 0 | 0 | 2.662 | 196 | 13 | 0 | 0 | 209 | 1034.701 | 449.886 | 0 | 0 | 1484.587
2023 | OK | 14062 | Oklahoma Electric Coop Inc | SWPP | AC | 6.327 | 0.26 | . | . | 6.587 | 719 | 8 | . | . | 727 | . | . | . | . | 0 | . | . | . | . | 0 | . | . | . | . | 0 | . | . | . | . | 0 | . | . | . | . | 0 | . | . | . | . | 0 | . | . | . | . | 0 | . | . | . | . | 0 | . | . | . | . | 0 | . | . | . | . | 0 | . | . | . | . | 0 | 0.122 | . | . | . | 0.122 | 14 | . | . | . | 14 | . | . | . | . | 0 | . | . | 0.088 | . | 0.088 | . | . | 3 | . | 3 | . | . | . | . | 0 | 6.449 | 0.26 | 0.088 | 0 | 6.797 | 733 | 8 | 3 | 0 | 744 | 0 | 0 | 0 | 0 | 0
2023 | OK | 14063 | Oklahoma Gas & Electric Co | SWPP | AC | 46.988 | 9.192 | 0.488 | 0 | 56.668 | 6602 | 183 | 4 | 0 | 6789 | 0 | 0 | 0 | 0 | 0 | 10.417 | 14.864 | 0.786 | 0 | 26.067 | 2836 | 1787 | 24 | 0 | 4647 | 0 | 0 | 0 | 0 | 0 | 0 | 0 | 0 | 0 | 0 | 0 | 0 | 0 | 0 | 0 | 0 | 0 | 0 | 0 | 0 | 0 | 0 | 0 | 0 | 0 | 0 | 0 | 0 | 0 | 0 | 0 | 0 | 0 | 0 | 0 | 0 | 0 | 0 | 0 | 0 | 0.125 | 0.505 | 0 | 0 | 0.63 | 20 | 8 | 0 | 0 | 28 | 0 | 0 | 0 | 0 | 0 | 0 | 0 | 0 | 0 | 0 | 0 | 0 | 0 | 0 | 0 | 0 | 0 | 0 | 0 | 0 | 57.53 | 24.561 | 1.274 | 0 | 83.365 | 9458 | 1978 | 28 | 0 | 11464 | 0 | 0 | 0 | 0 | 0
2023 | OK | 14289 | Ozarks Electric Coop Corp - (AR) | SWPP | AC | 0.636 | 0.065 | . | . | 0.701 | 83 | 5 | . | . | 88 | . | . | . | . | 0 | . | . | . | . | 0 | . | . | . | . | 0 | . | . | . | . | 0 | . | . | . | . | 0 | . | . | . | . | 0 | . | . | . | . | 0 | . | . | . | . | 0 | . | . | . | . | 0 | . | . | . | . | 0 | . | . | . | . | 0 | . | . | . | . | 0 | . | . | . | . | 0 | . | . | . | . | 0 | . | . | . | . | 0 | . | . | . | . | 0 | . | . | . | . | 0 | 0.636 | 0.065 | 0 | 0 | 0.701 | 83 | 5 | 0 | 0 | 88 | 0 | 0 | 0 | 0 | 0
2023 | OK | 14775 | People's Electric Cooperative | SWPP | DC | 2.2 | 0.52 | . | . | 2.72 | 178 | 5 | . | . | 183 | . | . | . | . | 0 | . | . | . | . | 0 | . | . | . | . | 0 | . | . | . | . | 0 | . | . | . | . | 0 | . | . | . | . | 0 | . | . | . | . | 0 | . | . | . | . | 0 | . | . | . | . | 0 | . | . | . | . | 0 | . | . | . | . | 0 | . | . | . | . | 0 | . | . | . | . | 0 | . | . | . | . | 0 | . | . | . | . | 0 | . | . | . | . | 0 | . | . | . | . | 0 | 2.2 | 0.52 | 0 | 0 | 2.72 | 178 | 5 | 0 | 0 | 183 | 0 | 0 | 0 | 0 | 0
2023 | OK | 15474 | Public Service Co of Oklahoma | SWPP | AC | 21.221 | 1.398 | 0.663 | . | 23.282 | 3113 | 63 | 3 | . | 3179 | 13673.489 | 628.1 | 1.68 | . | 14303.269 | . | . | . | . | 0 | . | . | . | . | 0 | . | . | . | . | 0 | . | . | . | . | 0 | 1.157 | 0.015 | . | . | 1.172 | 169 | 1 | . | . | 170 | 2.743 | 0.027 | . | . | 2.77 | 0.007 | . | . | . | 0.007 | 1 | . | . | . | 1 | 0.016 | . | . | . | 0.016 | 0.029 | . | . | . | 0.029 | 9 | . | . | . | 9 | 8.498 | . | . | . | 8.498 | 0.01 | . | . | . | 0.01 | 1 | . | . | . | 1 | 10.292 | . | . | . | 10.292 | 21.26 | 1.398 | 0.663 | 0 | 23.321 | 3123 | 63 | 3 | 0 | 3189 | 13692.279 | 628.1 | 1.68 | 0 | 14322.059
2023 | OK | 16382 | Rural Electric Coop, Inc - (OK) | SWPP | DC | 0.731 | . | . | . | 0.731 | 67 | . | . | . | 67 | . | . | . | . | 0 | . | . | . | . | 0 | . | . | . | . | 0 | . | . | . | . | 0 | . | . | . | . | 0 | . | . | . | . | 0 | . | . | . | . | 0 | . | . | . | . | 0 | . | . | . | . | 0 | . | . | . | . | 0 | . | . | . | . | 0 | 0.075 | . | . | . | 0.075 | 4 | . | . | . | 4 | . | . | . | . | 0 | . | . | . | . | 0 | . | . | . | . | 0 | . | . | . | . | 0 | 0.806 | 0 | 0 | 0 | 0.806 | 71 | 0 | 0 | 0 | 71 | 0 | 0 | 0 | 0 | 0
2023 | OK | 17671 | Southwest Arkansas E C C | MISO | AC | 0.017 | . | . | . | 0.017 | 1 | . | . | . | 1 | . | . | . | . | 0 | . | . | . | . | 0 | . | . | . | . | 0 | . | . | . | . | 0 | . | . | . | . | 0 | . | . | . | . | 0 | . | . | . | . | 0 | . | . | . | . | 0 | . | . | . | . | 0 | . | . | . | . | 0 | . | . | . | . | 0 | . | . | . | . | 0 | . | . | . | . | 0 | . | . | . | . | 0 | . | . | . | . | 0 | . | . | . | . | 0 | . | . | . | . | 0 | 0.017 | 0 | 0 | 0 | 0.017 | 1 | 0 | 0 | 0 | 1 | 0 | 0 | 0 | 0 | 0
2023 | OK | 18125 | Stillwater Utilities Authority | SWPP | AC | 0.38 | . | . | . | 0.38 | 37 | . | . | . | 37 | . | . | . | . | 0 | . | . | . | . | 0 | . | . | . | . | 0 | . | . | . | . | 0 | . | . | . | . | 0 | . | . | . | . | 0 | . | . | . | . | 0 | . | . | . | . | 0 | . | . | . | . | 0 | . | . | . | . | 0 | . | . | . | . | 0 | 0.01 | . | . | . | 0.01 | 1 | . | . | . | 1 | . | . | . | . | 0 | . | . | . | . | 0 | . | . | . | . | 0 | . | . | . | . | 0 | 0.39 | 0 | 0 | 0 | 0.39 | 38 | 0 | 0 | 0 | 38 | 0 | 0 | 0 | 0 | 0
2023 | OK | 19160 | Tri-County Electric Coop, Inc (OK) | SWPP | DC | 0.393 | 0.009 | . | . | 0.402 | 40 | 1 | . | . | 41 | . | . | . | . | 0 | . | . | . | . | 0 | . | . | . | . | 0 | 0.175 | . | 0.003 | . | 0.178 | 75 | . | 2 | . | 77 | . | . | . | . | 0 | . | . | . | . | 0 | . | . | . | . | 0 | . | . | . | . | 0 | . | . | . | . | 0 | . | . | . | . | 0 | 0.002 | . | . | . | 0.002 | 1 | . | . | . | 1 | . | . | . | . | 0 | . | . | . | . | 0 | . | . | . | . | 0 | . | . | . | . | 0 | 0.57 | 0.009 | 0.003 | 0 | 0.582 | 116 | 1 | 2 | 0 | 119 | 0 | 0 | 0 | 0 | 0
2023 | OK | 19785 | Verdigris Valley Elec Coop Inc | AECI | AC | 1.832 | . | . | . | 1.832 | 197 | . | . | . | 197 | . | . | . | . | 0 | . | . | . | . | 0 | . | . | . | . | 0 | . | . | . | . | 0 | . | . | . | . | 0 | . | . | . | . | 0 | . | . | . | . | 0 | . | . | . | . | 0 | . | . | . | . | 0 | . | . | . | . | 0 | . | . | . | . | 0 | . | . | . | . | 0 | . | . | . | . | 0 | . | . | . | . | 0 | . | . | . | . | 0 | . | . | . | . | 0 | . | . | . | . | 0 | 1.832 | 0 | 0 | 0 | 1.832 | 197 | 0 | 0 | 0 | 197 | 0 | 0 | 0 | 0 | 0
2023 | OK | 60482 | CKenergy Electric Cooperative | SWPP | AC | 1.224 | 0 | 0 | 0 | 1.224 | 153 | 0 | 0 | 0 | 153 | 0 | 0 | 0 | 0 | 0 | 0 | 0 | 0 | 0 | 0 | 0 | 0 | 0 | 0 | 0 | 0 | 0 | 0 | 0 | 0 | 0 | 0 | 0 | 0 | 0 | 0 | 0 | 0 | 0 | 0 | 0 | 0 | 0 | 0 | 0 | 0 | 0 | 0 | 0 | 0 | 0 | 0 | 0 | 0 | 0 | 0 | 0 | 0 | 0 | 0 | 0 | 0 | 0 | 0 | 0 | 0.016 | 0 | 0 | 0 | 0.016 | 6 | 0 | 0 | 0 | 6 | 0 | 0 | 0 | 0 | 0 | 0 | 0 | 0 | 0 | 0 | 0 | 0 | 0 | 0 | 0 | 0 | 0 | 0 | 0 | 0 | 1.24 | 0 | 0 | 0 | 1.24 | 159 | 0 | 0 | 0 | 159 | 0 | 0 | 0 | 0 | 0
2023 | OK | 99999 | State Adjustment | AECI |  | -0.117 | 0 | 0 | . | -0.117 | . | . | . | . | . | . | . | . | . | . | . | . | . | . | . | . | . | . | . | . | . | . | . | . | . | . | . | . | . | . | . | . | . | . | . | . | . | . | . | . | . | . | . | . | . | . | . | . | . | . | . | . | . | . | . | . | . | . | . | . | . | . | . | . | . | . | . | . | . | . | . | . | . | . | . | . | . | . | . | . | . | . | . | . | . | . | . | . | . | . | -0.117 | 0 | 0 | . | -0.117 | . | . | . | . | . | . | . | . | . | .
2023 | OK | 99999 | State Adjustment | SWPP |  | -0.691 | -0.094 | . | . | -0.785 | . | . | . | . | . | . | . | . | . | . | . | . | . | . | . | . | . | . | . | . | . | . | . | . | . | . | . | . | . | . | . | . | . | . | . | . | . | . | . | . | . | . | . | . | . | . | . | . | . | . | . | . | . | . | . | . | . | . | . | . | . | . | . | . | . | . | . | . | . | . | . | . | . | . | . | . | . | . | . | . | . | . | . | . | . | . | . | . | . | . | -0.691 | -0.094 | . | . | -0.785 | . | . | . | . | . | . | . | . | . | .
2023 | OR | 3240 | Central Electric Coop Inc - (OR) | BPAT | DC | 6.002 | 0.206 | . | . | 6.208 | 741 | 14 | . | . | 755 | 3818.872 | 36.751 | . | . | 3855.623 | . | . | . | . | 0 | . | . | . | . | 0 | 0.075 | 0.001 | . | . | 0.076 | 125 | 2 | . | . | 127 | . | . | . | . | 0 | . | . | . | . | 0 | . | . | . | . | 0 | . | . | . | . | 0 | . | . | . | . | 0 | . | . | . | . | 0 | 0.028 | . | . | . | 0.028 | 3 | . | . | . | 3 | 0.118 | . | . | . | 0.118 | 0.006 | . | . | . | 0.006 | 1 | . | . | . | 1 | 0.038 | . | . | . | 0.038 | 6.111 | 0.207 | 0 | 0 | 6.318 | 870 | 16 | 0 | 0 | 886 | 3819.028 | 36.751 | 0 | 0 | 3855.779
2023 | OR | 3264 | Central Lincoln People's Ut Dt | BPAT | AC | 1.207 | 0.496 | . | . | 1.703 | 165 | 17 | . | . | 182 | 0.139 | 0.007 | . | . | 0.146 | . | . | . | . | 0 | . | . | . | . | 0 | . | . | . | . | 0 | . | . | . | . | 0 | . | . | . | . | 0 | . | . | . | . | 0 | . | . | . | . | 0 | . | . | . | . | 0 | . | . | . | . | 0 | . | . | . | . | 0 | 0.001 | 0.02 | . | . | 0.021 | 1 | 1 | . | . | 2 | . | . | . | . | 0 | . | . | . | . | 0 | . | . | . | . | 0 | . | . | . | . | 0 | 1.208 | 0.516 | 0 | 0 | 1.724 | 166 | 18 | 0 | 0 | 184 | 0.139 | 0.007 | 0 | 0 | 0.146
2023 | OR | 4317 | Coos-Curry Electric Coop, Inc | BPAT | AC | 0.342 | 0.135 | . | . | 0.477 | 51 | 10 | . | . | 61 | . | . | . | . | 0 | . | . | . | . | 0 | . | . | . | . | 0 | . | . | . | . | 0 | . | . | . | . | 0 | . | . | . | . | 0 | . | . | . | . | 0 | . | . | . | . | 0 | . | . | . | . | 0 | . | . | . | . | 0 | . | . | . | . | 0 | . | . | . | . | 0 | . | . | . | . | 0 | . | . | . | . | 0 | 0.006 | . | . | . | 0.006 | 2 | . | . | . | 2 | . | . | . | . | 0 | 0.348 | 0.135 | 0 | 0 | 0.483 | 53 | 10 | 0 | 0 | 63 | 0 | 0 | 0 | 0 | 0
2023 | OR | 4743 | Consumers Power, Inc | BPAT | AC | 3.878 | 0.316 | . | . | 4.194 | 564 | 15 | . | . | 579 | 2540.431 | . | . | . | 2540.431 | . | . | . | . | 0 | . | . | . | . | 0 | . | . | . | . | 0 | . | . | . | . | 0 | 0.555 | . | . | . | 0.555 | 38 | . | . | . | 38 | . | . | . | . | 0 | . | . | . | . | 0 | . | . | . | . | 0 | . | . | . | . | 0 | . | . | . | . | 0 | . | . | . | . | 0 | . | . | . | . | 0 | . | . | . | . | 0 | . | . | . | . | 0 | . | . | . | . | 0 | 3.878 | 0.316 | 0 | 0 | 4.194 | 564 | 15 | 0 | 0 | 579 | 2540.431 | 0 | 0 | 0 | 2540.431
2023 | OR | 6022 | City of Eugene - (OR) | BPAT | AC | 7.282 | 2.035 | . | . | 9.317 | 1100 | 100 | . | . | 1200 | . | . | . | . | 0 | . | . | . | . | 0 | . | . | . | . | 0 | . | . | . | . | 0 | . | . | . | . | 0 | . | . | . | . | 0 | . | . | . | . | 0 | . | . | . | . | 0 | . | . | . | . | 0 | . | . | . | . | 0 | . | . | . | . | 0 | . | . | . | . | 0 | . | . | . | . | 0 | . | . | . | . | 0 | . | . | . | . | 0 | . | . | . | . | 0 | . | . | . | . | 0 | 7.282 | 2.035 | 0 | 0 | 9.317 | 1100 | 100 | 0 | 0 | 1200 | 0 | 0 | 0 | 0 | 0
2023 | OR | 6582 | City of Forest Grove | BPAT | AC | 0.521 | 0.043 | . | . | 0.564 | 78 | 2 | . | . | 80 | . | . | . | . | 0 | . | . | . | . | 0 | . | . | . | . | 0 | . | . | . | . | 0 | . | . | . | . | 0 | . | . | . | . | 0 | . | . | . | . | 0 | . | . | . | . | 0 | . | . | . | . | 0 | . | . | . | . | 0 | . | . | . | . | 0 | . | . | . | . | 0 | . | . | . | . | 0 | . | . | . | . | 0 | . | . | . | . | 0 | . | . | . | . | 0 | . | . | . | . | 0 | 0.521 | 0.043 | 0 | 0 | 0.564 | 78 | 2 | 0 | 0 | 80 | 0 | 0 | 0 | 0 | 0
2023 | OR | 9191 | Idaho Power Co | IPCO | DC | 1.683 | 0.282 | 1.253 | . | 3.218 | 194 | 13 | 20 | . | 227 | . | . | . | . | 0 | . | . | . | . | 0 | . | . | . | . | 0 | . | . | . | . | 0 | . | . | . | . | 0 | . | . | . | . | 0 | . | . | . | . | 0 | . | . | . | . | 0 | . | . | . | . | 0 | . | . | . | . | 0 | . | . | . | . | 0 | . | . | . | . | 0 | . | . | . | . | 0 | . | . | . | . | 0 | . | . | . | . | 0 | . | . | . | . | 0 | . | . | . | . | 0 | 1.683 | 0.282 | 1.253 | 0 | 3.218 | 194 | 13 | 20 | 0 | 227 | 0 | 0 | 0 | 0 | 0
2023 | OR | 10681 | Lane Electric Coop Inc | BPAT | DC | 1.842 | 0.027 | . | . | 1.869 | 212 | 2 | . | . | 214 | . | . | . | . | 0 | . | . | . | . | 0 | . | . | . | . | 0 | 0.027 | . | . | . | 0.027 | 43 | . | . | . | 43 | . | . | . | . | 0 | . | . | . | . | 0 | . | . | . | . | 0 | . | . | . | . | 0 | . | . | . | . | 0 | . | . | . | . | 0 | . | . | . | . | 0 | . | . | . | . | 0 | . | . | . | . | 0 | . | . | . | . | 0 | . | . | . | . | 0 | . | . | . | . | 0 | 1.869 | 0.027 | 0 | 0 | 1.896 | 255 | 2 | 0 | 0 | 257 | 0 | 0 | 0 | 0 | 0
2023 | OR | 12187 | City of McMinnville - (OR) | BPAT | AC | . | . | . | . | 0 | . | . | . | . | 0 | . | . | . | . | 0 | . | . | . | . | 0 | . | . | . | . | 0 | . | . | . | . | 0 | . | . | . | . | 0 | . | . | . | . | 0 | . | . | . | . | 0 | . | . | . | . | 0 | . | . | . | . | 0 | . | . | . | . | 0 | . | . | . | . | 0 | . | . | . | . | 0 | . | . | . | . | 0 | . | . | . | . | 0 | 0.376 | 0.327 | . | . | 0.703 | 42 | 13 | . | . | 55 | 32.682 | 6.118 | . | . | 38.8 | 0.376 | 0.327 | 0 | 0 | 0.703 | 42 | 13 | 0 | 0 | 55 | 32.682 | 6.118 | 0 | 0 | 38.8
2023 | OR | 12439 | Midstate Electric Coop, Inc | BPAT | AC | 0.589 | 0.262 | . | . | 0.851 | 75 | 8 | . | . | 83 | . | . | . | . | 0 | . | . | . | . | 0 | . | . | . | . | 0 | . | . | . | . | 0 | . | . | . | . | 0 | . | . | . | . | 0 | . | . | . | . | 0 | . | . | . | . | 0 | . | . | . | . | 0 | . | . | . | . | 0 | . | . | . | . | 0 | . | . | . | . | 0 | . | . | . | . | 0 | . | . | . | . | 0 | . | . | . | . | 0 | . | . | . | . | 0 | . | . | . | . | 0 | 0.589 | 0.262 | 0 | 0 | 0.851 | 75 | 8 | 0 | 0 | 83 | 0 | 0 | 0 | 0 | 0
2023 | OR | 13788 | Northern Wasco County PUD | BPAT | AC | 0.141 | 0.036 | 0.071 | 0 | 0.248 | 25 | 2 | 4 | 0 | 31 | . | . | . | . | 0 | . | . | . | . | 0 | . | . | . | . | 0 | . | . | . | . | 0 | . | . | . | . | 0 | . | . | . | . | 0 | . | . | . | . | 0 | . | . | . | . | 0 | . | . | . | . | 0 | . | . | . | . | 0 | . | . | . | . | 0 | . | . | . | . | 0 | . | . | . | . | 0 | . | . | . | . | 0 | . | . | . | . | 0 | . | . | . | . | 0 | . | . | . | . | 0 | 0.141 | 0.036 | 0.071 | 0 | 0.248 | 25 | 2 | 4 | 0 | 31 | 0 | 0 | 0 | 0 | 0
2023 | OR | 14109 | Oregon Trail El Cons Coop, Inc | BPAT | DC | 0.63 | 1.067 | . | . | 1.697 | 113 | 73 | . | . | 186 | . | . | . | . | 0 | . | . | . | . | 0 | . | . | . | . | 0 | . | . | . | . | 0 | . | . | . | . | 0 | . | . | . | . | 0 | . | . | . | . | 0 | . | . | . | . | 0 | . | . | . | . | 0 | . | . | . | . | 0 | . | . | . | . | 0 | 0.02 | . | . | . | 0.02 | 2 | . | . | . | 2 | . | . | . | . | 0 | . | . | . | . | 0 | . | . | . | . | 0 | . | . | . | . | 0 | 0.65 | 1.067 | 0 | 0 | 1.717 | 115 | 73 | 0 | 0 | 188 | 0 | 0 | 0 | 0 | 0
2023 | OR | 14354 | PacifiCorp | PACW | DC | 130.323 | 52.749 | 5 | 0 | 188.072 | 16991 | 1127 | 178 | 0 | 18296 | . | . | . | . | 0 | . | . | . | . | 0 | . | . | . | . | 0 | . | . | . | . | 0 | . | . | . | . | 0 | 5.369 | 0.252 | 0 | 0 | 5.621 | 514 | 10 | 0 | 0 | 524 | 17.525 | 0.432 | 0 | 0 | 17.957 | 0.039 | 0 | 0 | 0 | 0.039 | 4 | 0 | 0 | 0 | 4 | 0.096 | 0 | 0 | 0 | 0.096 | 0.078 | 0.087 | 0 | 0 | 0.165 | 18 | 9 | 0 | 0 | 27 | . | . | . | . | 0 | 0.142 | 2.761 | 0 | 0 | 2.903 | 9 | 16 | 0 | 0 | 25 | . | . | . | . | 0 | 130.543 | 55.597 | 5 | 0 | 191.14 | 17018 | 1152 | 178 | 0 | 18348 | 0 | 0 | 0 | 0 | 0
2023 | OR | 15248 | Portland General Electric Co | PGE | DC | 174.666 | 43.925 | 10.685 | . | 229.276 | 23988 | 931 | 65 | . | 24984 | . | . | . | . | 0 | . | . | . | . | 0 | . | . | . | . | 0 | . | . | . | . | 0 | . | . | . | . | 0 | . | . | . | . | 0 | . | . | . | . | 0 | . | . | . | . | 0 | . | . | . | . | 0 | . | . | . | . | 0 | . | . | . | . | 0 | 0.289 | 0.382 | . | . | 0.671 | 31 | 11 | . | . | 42 | . | . | . | . | 0 | 0.013 | 1.359 | 4.439 | . | 5.811 | 2 | 7 | 5 | . | 14 | . | . | . | . | 0 | 174.968 | 45.666 | 15.124 | 0 | 235.758 | 24021 | 949 | 70 | 0 | 25040 | 0 | 0 | 0 | 0 | 0
2023 | OR | 16555 | Salem Electric - (OR) | BPAT | DC | 0.894 | 0.131 | . | . | 1.025 | 129 | 7 | . | . | 136 | . | . | . | . | 0 | . | . | . | . | 0 | . | . | . | . | 0 | . | . | . | . | 0 | . | . | . | . | 0 | . | . | . | . | 0 | . | . | . | . | 0 | . | . | . | . | 0 | . | . | . | . | 0 | . | . | . | . | 0 | . | . | . | . | 0 | . | . | . | . | 0 | . | . | . | . | 0 | . | . | . | . | 0 | . | . | . | . | 0 | . | . | . | . | 0 | . | . | . | . | 0 | 0.894 | 0.131 | 0 | 0 | 1.025 | 129 | 7 | 0 | 0 | 136 | 0 | 0 | 0 | 0 | 0
2023 | OR | 17839 | City of Springfield - (OR) | BPAT | AC | 0.654 | 0.282 | 0.068 | . | 1.004 | 96 | 9 | 1 | . | 106 | . | . | . | . | 0 | . | . | . | . | 0 | . | . | . | . | 0 | . | . | . | . | 0 | . | . | . | . | 0 | . | . | . | . | 0 | . | . | . | . | 0 | . | . | . | . | 0 | . | . | . | . | 0 | . | . | . | . | 0 | . | . | . | . | 0 | . | . | . | . | 0 | . | . | . | . | 0 | . | . | . | . | 0 | . | . | . | . | 0 | . | . | . | . | 0 | . | . | . | . | 0 | 0.654 | 0.282 | 0.068 | 0 | 1.004 | 96 | 9 | 1 | 0 | 106 | 0 | 0 | 0 | 0 | 0
2023 | OR | 18260 | Surprise Valley Electrification | PACW | AC | 0.073 | 0.015 | . | . | 0.088 | 6 | 1 | . | . | 7 | . | . | . | . | 0 | . | . | . | . | 0 | . | . | . | . | 0 | . | . | . | . | 0 | . | . | . | . | 0 | . | . | . | . | 0 | . | . | . | . | 0 | . | . | . | . | 0 | . | . | . | . | 0 | . | . | . | . | 0 | . | . | . | . | 0 | . | . | . | . | 0 | . | . | . | . | 0 | . | . | . | . | 0 | . | . | . | . | 0 | . | . | . | . | 0 | . | . | . | . | 0 | 0.073 | 0.015 | 0 | 0 | 0.088 | 6 | 1 | 0 | 0 | 7 | 0 | 0 | 0 | 0 | 0
2023 | OR | 18917 | Tillamook Peoples Utility Dist | BPAT | AC | 0.365 | 0.089 | . | . | 0.454 | 56 | 6 | . | . | 62 | . | . | . | . | 0 | . | . | . | . | 0 | . | . | . | . | 0 | . | . | . | . | 0 | . | . | . | . | 0 | . | . | . | . | 0 | . | . | . | . | 0 | . | . | . | . | 0 | . | . | . | . | 0 | . | . | . | . | 0 | . | . | . | . | 0 | . | . | . | . | 0 | . | . | . | . | 0 | . | . | . | . | 0 | . | . | . | . | 0 | . | . | . | . | 0 | . | . | . | . | 0 | 0.365 | 0.089 | 0 | 0 | 0.454 | 56 | 6 | 0 | 0 | 62 | 0 | 0 | 0 | 0 | 0
2023 | OR | 19325 | Umatilla Electric Coop Assn | BPAT | AC | 0.713 | 0.046 | 0.025 | 0 | 0.784 | 81 | 5 | 1 | 0 | 87 | . | . | . | . | 0 | . | . | . | . | 0 | . | . | . | . | 0 | . | . | . | . | 0 | . | . | . | . | 0 | . | . | . | . | 0 | . | . | . | . | 0 | . | . | . | . | 0 | . | . | . | . | 0 | . | . | . | . | 0 | . | . | . | . | 0 | . | . | . | . | 0 | . | . | . | . | 0 | . | . | . | . | 0 | . | . | . | . | 0 | . | . | . | . | 0 | . | . | . | . | 0 | 0.713 | 0.046 | 0.025 | 0 | 0.784 | 81 | 5 | 1 | 0 | 87 | 0 | 0 | 0 | 0 | 0
2023 | OR | 28541 | Clatskanie Peoples Util Dist | BPAT | AC | 0.118 | . | . | . | 0.118 | 15 | . | . | . | 15 | . | . | . | . | 0 | . | . | . | . | 0 | . | . | . | . | 0 | . | . | . | . | 0 | . | . | . | . | 0 | . | . | . | . | 0 | . | . | . | . | 0 | . | . | . | . | 0 | . | . | . | . | 0 | . | . | . | . | 0 | . | . | . | . | 0 | . | . | . | . | 0 | . | . | . | . | 0 | . | . | . | . | 0 | 0.003 | . | . | . | 0.003 | 1 | . | . | . | 1 | . | . | . | . | 0 | 0.121 | 0 | 0 | 0 | 0.121 | 16 | 0 | 0 | 0 | 16 | 0 | 0 | 0 | 0 | 0
2023 | OR | 40437 | Emerald People's Utility Dist | PACW | DC | 1.558 | 0.253 | . | . | 1.811 | 223 | 23 | . | . | 246 | . | . | . | . | 0 | . | . | . | . | 0 | . | . | . | . | 0 | 0.17 | . | . | . | 0.17 | 111 | . | . | . | 111 | . | . | . | . | 0 | . | . | . | . | 0 | . | . | . | . | 0 | . | . | . | . | 0 | . | . | . | . | 0 | . | . | . | . | 0 | . | . | . | . | 0 | . | . | . | . | 0 | . | . | . | . | 0 | . | . | . | . | 0 | . | . | . | . | 0 | . | . | . | . | 0 | 1.728 | 0.253 | 0 | 0 | 1.981 | 334 | 23 | 0 | 0 | 357 | 0 | 0 | 0 | 0 | 0
2023 | OR | 40438 | Columbia River Peoples Ut Dist | BPAT | DC | 0.711 | 0.43 | . | . | 1.141 | 97 | 8 | . | . | 105 | 380.985 | 64.12 | . | . | 445.105 | . | . | . | . | 0 | . | . | . | . | 0 | . | . | . | . | 0 | . | . | . | . | 0 | . | . | . | . | 0 | . | . | . | . | 0 | . | . | . | . | 0 | . | . | . | . | 0 | . | . | . | . | 0 | . | . | . | . | 0 | . | . | . | . | 0 | . | . | . | . | 0 | . | . | . | . | 0 | . | . | . | . | 0 | . | . | . | . | 0 | . | . | . | . | 0 | 0.711 | 0.43 | 0 | 0 | 1.141 | 97 | 8 | 0 | 0 | 105 | 380.985 | 64.12 | 0 | 0 | 445.105
2023 | OR | 99999 | State Adjustment | BPAT |  | -0.89 | -0.056 | . | . | -0.945 | . | . | . | . | . | . | . | . | . | . | . | . | . | . | . | . | . | . | . | . | . | . | . | . | . | . | . | . | . | . | . | . | . | . | . | . | . | . | . | . | . | . | . | . | . | . | . | . | . | . | . | . | . | . | . | . | . | . | . | . | . | . | . | . | . | . | . | . | . | . | . | . | . | . | . | . | . | . | . | . | . | . | . | . | . | . | . | . | . | . | -0.89 | -0.056 | . | . | -0.945 | . | . | . | . | . | . | . | . | . | .
2023 | OR | 99999 | State Adjustment | IPCO |  | -0.294 | -0.049 | -0.219 | . | -0.561 | . | . | . | . | . | . | . | . | . | . | . | . | . | . | . | . | . | . | . | . | . | . | . | . | . | . | . | . | . | . | . | . | . | . | . | . | . | . | . | . | . | . | . | . | . | . | . | . | . | . | . | . | . | . | . | . | . | . | . | . | . | . | . | . | . | . | . | . | . | . | . | . | . | . | . | . | . | . | . | . | . | . | . | . | . | . | . | . | . | . | -0.294 | -0.049 | -0.219 | . | -0.561 | . | . | . | . | . | . | . | . | . | .
2023 | OR | 99999 | State Adjustment | PACW |  | -23 | -9.244 | -0.872 | . | -33.116 | . | . | . | . | . | . | . | . | . | . | . | . | . | . | . | . | . | . | . | . | . | . | . | . | . | . | . | . | . | . | . | . | . | . | . | . | . | . | . | . | . | . | . | . | . | . | . | . | . | . | . | . | . | . | . | . | . | . | . | . | . | . | . | . | . | . | . | . | . | . | . | . | . | . | . | . | . | . | . | . | . | . | . | . | . | . | . | . | . | . | -23 | -9.244 | -0.872 | . | -33.116 | . | . | . | . | . | . | . | . | . | .
2023 | OR | 99999 | State Adjustment | PGE |  | -30.43 | -7.623 | -1.863 | . | -39.916 | . | . | . | . | . | . | . | . | . | . | . | . | . | . | . | . | . | . | . | . | . | . | . | . | . | . | . | . | . | . | . | . | . | . | . | . | . | . | . | . | . | . | . | . | . | . | . | . | . | . | . | . | . | . | . | . | . | . | . | . | . | . | . | . | . | . | . | . | . | . | . | . | . | . | . | . | . | . | . | . | . | . | . | . | . | . | . | . | . | . | -30.43 | -7.623 | -1.863 | . | -39.916 | . | . | . | . | . | . | . | . | . | .
2023 | PA | 3329 | Borough of Chambersburg | PJM | AC | 0.128 | 0.04 | . | . | 0.168 | 17 | 3 | . | . | 20 | . | . | . | . | 0 | . | . | . | . | 0 | . | . | . | . | 0 | . | . | . | . | 0 | . | . | . | . | 0 | . | . | . | . | 0 | . | . | . | . | 0 | . | . | . | . | 0 | . | . | . | . | 0 | . | . | . | . | 0 | . | . | . | . | 0 | . | . | . | . | 0 | . | . | . | . | 0 | . | . | . | . | 0 | . | . | . | . | 0 | . | . | . | . | 0 | . | . | . | . | 0 | 0.128 | 0.04 | 0 | 0 | 0.168 | 17 | 3 | 0 | 0 | 20 | 0 | 0 | 0 | 0 | 0
2023 | PA | 3597 | Citizens Electric Co - (PA) | PJM | AC | 0.797 | 2.53 | 0.841 | . | 4.168 | 61 | 11 | 3 | . | 75 | . | . | . | . | 0 | . | . | . | . | 0 | . | . | . | . | 0 | . | . | . | . | 0 | . | . | . | . | 0 | . | . | . | . | 0 | . | . | . | . | 0 | . | . | . | . | 0 | . | . | . | . | 0 | . | . | . | . | 0 | . | . | . | . | 0 | . | . | . | . | 0 | . | . | . | . | 0 | . | . | . | . | 0 | . | . | . | . | 0 | . | . | . | . | 0 | . | . | . | . | 0 | 0.797 | 2.53 | 0.841 | 0 | 4.168 | 61 | 11 | 3 | 0 | 75 | 0 | 0 | 0 | 0 | 0
2023 | PA | 5487 | Duquesne Light Co | PJM | AC | 51.9 | 21.18 | 1.292 | . | 74.372 | 7454 | 149 | 4 | . | 7607 | . | . | . | . | 0 | . | 4.813 | . | . | 4.813 | . | 2 | . | . | 2 | 0.169 | 0.766 | . | . | 0.935 | 11 | 14 | . | . | 25 | . | . | . | . | 0 | . | . | . | . | 0 | . | . | . | . | 0 | . | . | . | . | 0 | . | . | . | . | 0 | . | . | . | . | 0 | 0.067 | 0.02 | . | . | 0.087 | 13 | 4 | . | . | 17 | . | . | . | . | 0 | 0.004 | 0.49 | . | . | 0.494 | 1 | 5 | . | . | 6 | . | . | . | . | 0 | 52.14 | 27.269 | 1.292 | 0 | 80.701 | 7479 | 174 | 4 | 0 | 7657 | 0 | 0 | 0 | 0 | 0
2023 | PA | 12390 | Metropolitan Edison Co | PJM | AC | 101.383 | 28.015 | 13.157 | 0 | 142.555 | 11217 | 375 | 22 | 0 | 11614 | 0 | 0 | 0 | 0 | 0 | 0 | 0 | 0 | 0 | 0 | 0 | 0 | 0 | 0 | 0 | 0.341 | 0.11 | 0 | 0 | 0.451 | 27 | 2 | 0 | 0 | 29 | 4.863 | 0 | 0 | 0 | 4.863 | 407 | 0 | 0 | 0 | 407 | 0 | 0 | 0 | 0 | 0 | 0.03 | 0 | 0 | 0 | 0.03 | 2 | 0 | 0 | 0 | 2 | 0 | 0 | 0 | 0 | 0 | 0.118 | 0.102 | 0 | 0 | 0.22 | 24 | 2 | 0 | 0 | 26 | 0 | 0 | 0 | 0 | 0 | 0.023 | 1.063 | 8.6 | 0 | 9.686 | 5 | 5 | 5 | 0 | 15 | 0 | 0 | 0 | 0 | 0 | 101.865 | 29.29 | 21.757 | 0 | 152.912 | 11273 | 384 | 27 | 0 | 11684 | 0 | 0 | 0 | 0 | 0
2023 | PA | 14711 | Pennsylvania Electric Co | PJM | AC | 21.688 | 5.546 | 4.341 | 0 | 31.575 | 2445 | 139 | 11 | 0 | 2595 | 0 | 0 | 0 | 0 | 0 | 0 | 0 | 3 | 0 | 3 | 0 | 0 | 1 | 0 | 1 | 0.657 | 0.599 | 0 | 0 | 1.256 | 54 | 24 | 0 | 0 | 78 | 1.842 | 0.024 | 0 | 0 | 1.866 | 313 | 4 | 0 | 0 | 317 | 0 | 0 | 0 | 0 | 0 | 0 | 0 | 0 | 0 | 0 | 0 | 0 | 0 | 0 | 0 | 0 | 0 | 0 | 0 | 0 | 0.169 | 0.063 | 0 | 0 | 0.232 | 37 | 12 | 0 | 0 | 49 | 0 | 0 | 0 | 0 | 0 | 0 | 1.334 | 7.37 | 0 | 8.704 | 0 | 8 | 4 | 0 | 12 | 0 | 0 | 0 | 0 | 0 | 22.514 | 7.542 | 14.711 | 0 | 44.767 | 2536 | 183 | 16 | 0 | 2735 | 0 | 0 | 0 | 0 | 0
2023 | PA | 14715 | PPL Electric Utilities Corp | PJM | AC | 215.444 | 117.091 | 16.548 | . | 349.083 | 23454 | 983 | 59 | . | 24496 | . | . | . | . | 0 | 0 | 6.655 | . | . | 6.655 | 0 | 5 | . | . | 5 | 1.047 | 7.17 | . | . | 8.217 | 45 | 127 | . | . | 172 | . | . | . | . | 0 | . | . | . | . | 0 | . | . | . | . | 0 | . | . | . | . | 0 | . | . | . | . | 0 | . | . | . | . | 0 | 0.313 | 0.129 | . | . | 0.442 | 97 | 20 | . | . | 117 | . | . | . | . | 0 | 0.143 | 32.445 | 2.429 | . | 35.017 | 8 | 36 | 2 | . | 46 | . | . | . | . | 0 | 216.947 | 163.49 | 18.977 | 0 | 399.414 | 23604 | 1171 | 61 | 0 | 24836 | 0 | 0 | 0 | 0 | 0
2023 | PA | 14716 | Pennsylvania Power Co | PJM | AC | 8.926 | 1.163 | 0.558 | 0 | 10.647 | 884 | 22 | 2 | 0 | 908 | 0 | 0 | 0 | 0 | 0 | 0 | 0 | 0 | 0 | 0 | 0 | 0 | 0 | 0 | 0 | 0.089 | 0.157 | 0 | 0 | 0.246 | 6 | 6 | 0 | 0 | 12 | 0.9 | 0 | 0 | 0 | 0.9 | 122 | 0 | 0 | 0 | 122 | 0 | 0 | 0 | 0 | 0 | 0 | 0 | 0 | 0 | 0 | 0 | 0 | 0 | 0 | 0 | 0 | 0 | 0 | 0 | 0 | 0.008 | 0.082 | 0 | 0 | 0.09 | 3 | 5 | 0 | 0 | 8 | 0 | 0 | 0 | 0 | 0 | 0 | 3.25 | 0 | 0 | 3.25 | 0 | 4 | 0 | 0 | 4 | 0 | 0 | 0 | 0 | 0 | 9.023 | 4.652 | 0.558 | 0 | 14.233 | 893 | 37 | 2 | 0 | 932 | 0 | 0 | 0 | 0 | 0
2023 | PA | 14940 | PECO Energy Co | PJM | DC | 129.408 | 25.5 | 25.215 | . | 180.123 | 18665 | 376 | 44 | . | 19085 | . | . | . | . | 0 | . | 1.94 | . | . | 1.94 | . | 44 | . | . | 44 | 1.05 | . | . | . | 1.05 | 62 | . | . | . | 62 | . | . | . | . | 0 | . | . | . | . | 0 | . | . | . | . | 0 | . | . | . | . | 0 | . | . | . | . | 0 | . | . | . | . | 0 | . | . | . | . | 0 | . | . | . | . | 0 | . | . | . | . | 0 | . | . | . | . | 0 | . | . | . | . | 0 | . | . | . | . | 0 | 130.458 | 27.44 | 25.215 | 0 | 183.113 | 18727 | 420 | 44 | 0 | 19191 | 0 | 0 | 0 | 0 | 0
2023 | PA | 15045 | Pike County Light & Power Co | NYIS | AC | 0.318 | 0.02 | 0 | 0 | 0.338 | 30 | 1 | 0 | 0 | 31 | . | . | . | . | 0 | . | . | . | . | 0 | . | . | . | . | 0 | . | . | . | . | 0 | . | . | . | . | 0 | . | . | . | . | 0 | . | . | . | . | 0 | . | . | . | . | 0 | . | . | . | . | 0 | . | . | . | . | 0 | . | . | . | . | 0 | . | . | . | . | 0 | . | . | . | . | 0 | . | . | . | . | 0 | . | . | . | . | 0 | . | . | . | . | 0 | . | . | . | . | 0 | 0.318 | 0.02 | 0 | 0 | 0.338 | 30 | 1 | 0 | 0 | 31 | 0 | 0 | 0 | 0 | 0
2023 | PA | 19390 | UGI Utilities, Inc | PJM | AC | 1.756 | 0.225 | 0.12 | 0 | 2.101 | 198 | 10 | 2 | 0 | 210 | 0 | 0 | 0 | 0 | 0 | 0 | 0 | 0 | 0 | 0 | 0 | 0 | 0 | 0 | 0 | 0.159 | 0.26 | 0 | 0 | 0.419 | 12 | 3 | 0 | 0 | 15 | 0 | 0 | 0 | 0 | 0 | 0 | 0 | 0 | 0 | 0 | 0 | 0 | 0 | 0 | 0 | 0 | 0 | 0 | 0 | 0 | 0 | 0 | 0 | 0 | 0 | 0 | 0 | 0 | 0 | 0 | 0.017 | 0 | 0 | 0 | 0.017 | 5 | 0 | 0 | 0 | 5 | 0 | 0 | 0 | 0 | 0 | 0.02 | 0 | 0 | 0 | 0.02 | 1 | 0 | 0 | 0 | 1 | 0 | 0 | 0 | 0 | 0 | 1.952 | 0.485 | 0.12 | 0 | 2.557 | 216 | 13 | 2 | 0 | 231 | 0 | 0 | 0 | 0 | 0
2023 | PA | 20334 | Wellsborough Electric Co | PJM | AC | 0.085 | 0.1 | 1.125 | 0 | 1.31 | 11 | 4 | 1 | 0 | 16 | 0 | 0 | 0 | 0 | 0 | 0 | 0 | 0 | 0 | 0 | 0 | 0 | 0 | 0 | 0 | 0 | 0 | 0 | 0 | 0 | 0 | 0 | 0 | 0 | 0 | 0 | 0 | 0 | 0 | 0 | 0 | 0 | 0 | 0 | 0 | 0 | 0 | 0 | 0 | 0 | 0 | 0 | 0 | 0 | 0 | 0 | 0 | 0 | 0 | 0 | 0 | 0 | 0 | 0 | 0 | 0.017 | 0.002 | 0 | 0 | 0.019 | 3 | 1 | 0 | 0 | 4 | 0 | 0 | 0 | 0 | 0 | 0 | 0 | 0 | 0 | 0 | 0 | 0 | 0 | 0 | 0 | 0 | 0 | 0 | 0 | 0 | 0.102 | 0.102 | 1.125 | 0 | 1.329 | 14 | 5 | 1 | 0 | 20 | 0 | 0 | 0 | 0 | 0
2023 | PA | 20387 | West Penn Power Company | PJM | AC | 28.852 | 12.928 | 3.389 | 0 | 45.169 | 3091 | 112 | 15 | 0 | 3218 | 0 | 0 | 0 | 0 | 0 | 0 | 4.26 | 0 | 0 | 4.26 | 0 | 2 | 0 | 0 | 2 | 1.004 | 2.422 | 0.709 | 0 | 4.135 | 47 | 31 | 3 | 0 | 81 | 2.098 | 0.02 | 0 | 0 | 2.118 | 331 | 3 | 0 | 0 | 334 | 0 | 0 | 0 | 0 | 0 | 0.005 | 0 | 0 | 0 | 0.005 | 1 | 0 | 0 | 0 | 1 | 0 | 0 | 0 | 0 | 0 | 0.083 | 0.017 | 0.003 | 0 | 0.103 | 30 | 8 | 1 | 0 | 39 | 0 | 0 | 0 | 0 | 0 | 0.006 | 2.355 | 1.503 | 0 | 3.864 | 2 | 2 | 2 | 0 | 6 | 0 | 0 | 0 | 0 | 0 | 29.945 | 21.982 | 5.604 | 0 | 57.531 | 3170 | 155 | 21 | 0 | 3346 | 0 | 0 | 0 | 0 | 0
2023 | PA | 40167 | Somerset Rural Elec Coop, Inc | PJM | AC | 0.265 | 0.236 | . | . | 0.501 | 25 | 5 | . | . | 30 | . | . | . | . | 0 | . | . | . | . | 0 | . | . | . | . | 0 | . | . | . | . | 0 | . | . | . | . | 0 | . | . | . | . | 0 | . | . | . | . | 0 | . | . | . | . | 0 | . | . | . | . | 0 | . | . | . | . | 0 | . | . | . | . | 0 | 0.002 | . | . | . | 0.002 | 1 | . | . | . | 1 | . | . | . | . | 0 | . | 0.47 | . | . | 0.47 | . | 2 | . | . | 2 | . | . | . | . | 0 | 0.267 | 0.706 | 0 | 0 | 0.973 | 26 | 7 | 0 | 0 | 33 | 0 | 0 | 0 | 0 | 0
2023 | PA | 40220 | Adams Electric Cooperative Inc | PJM | AC | 2.982 | 2.148 | . | . | 5.13 | 309 | 8 | . | . | 317 | . | . | . | . | 0 | . | . | . | . | 0 | . | . | . | . | 0 | . | . | . | . | 0 | . | . | . | . | 0 | . | . | . | . | 0 | . | . | . | . | 0 | . | . | . | . | 0 | . | . | . | . | 0 | . | . | . | . | 0 | . | . | . | . | 0 | 0.006 | 0.1 | . | . | 0.106 | 3 | 1 | . | . | 4 | . | . | . | . | 0 | . | . | . | . | 0 | . | . | . | . | 0 | . | . | . | . | 0 | 2.988 | 2.248 | 0 | 0 | 5.236 | 312 | 9 | 0 | 0 | 321 | 0 | 0 | 0 | 0 | 0
2023 | PA | 40221 | Bedford Rural Elec Coop, Inc | PJM | AC | 0.318 | 0.039 | . | . | 0.357 | 24 | 3 | . | . | 27 | . | . | . | . | 0 | . | . | . | . | 0 | . | . | . | . | 0 | . | . | . | . | 0 | . | . | . | . | 0 | . | . | . | . | 0 | . | . | . | . | 0 | . | . | . | . | 0 | . | . | . | . | 0 | . | . | . | . | 0 | . | . | . | . | 0 | 0.004 | . | . | . | 0.004 | 2 | . | . | . | 2 | . | . | . | . | 0 | . | . | . | . | 0 | . | . | . | . | 0 | . | . | . | . | 0 | 0.322 | 0.039 | 0 | 0 | 0.361 | 26 | 3 | 0 | 0 | 29 | 0 | 0 | 0 | 0 | 0
2023 | PA | 40222 | Valley Rural Electric Coop Inc | PJM | AC | 0.743 | 0.129 | . | . | 0.872 | 69 | 9 | . | . | 78 | . | . | . | . | 0 | . | . | . | . | 0 | . | . | . | . | 0 | . | . | . | . | 0 | . | . | . | . | 0 | . | . | . | . | 0 | . | . | . | . | 0 | . | . | . | . | 0 | . | . | . | . | 0 | . | . | . | . | 0 | . | . | . | . | 0 | 0.028 | . | . | . | 0.028 | 7 | . | . | . | 7 | . | . | . | . | 0 | . | 0.15 | . | . | 0.15 | . | 1 | . | . | 1 | . | . | . | . | 0 | 0.771 | 0.279 | 0 | 0 | 1.05 | 76 | 10 | 0 | 0 | 86 | 0 | 0 | 0 | 0 | 0
2023 | PA | 40224 | Central Electric Coop, Inc - (PA) | PJM | AC | 0.82 | 0.17 | . | . | 0.99 | 95 | 4 | . | . | 99 | . | . | . | . | 0 | . | . | . | . | 0 | . | . | . | . | 0 | . | . | . | . | 0 | . | . | . | . | 0 | . | . | . | . | 0 | . | . | . | . | 0 | . | . | . | . | 0 | . | . | . | . | 0 | . | . | . | . | 0 | . | . | . | . | 0 | 0.002 | . | . | . | 0.002 | 1 | . | . | . | 1 | . | . | . | . | 0 | . | . | . | . | 0 | . | . | . | . | 0 | . | . | . | . | 0 | 0.822 | 0.17 | 0 | 0 | 0.992 | 96 | 4 | 0 | 0 | 100 | 0 | 0 | 0 | 0 | 0
2023 | PA | 40289 | Claverack Rural Elec Coop Inc | PJM | AC | 1.115 | 0.206 | . | . | 1.321 | 118 | 5 | . | . | 123 | . | . | . | . | 0 | . | . | . | . | 0 | . | . | . | . | 0 | . | . | . | . | 0 | . | . | . | . | 0 | . | . | . | . | 0 | . | . | . | . | 0 | . | . | . | . | 0 | . | . | . | . | 0 | . | . | . | . | 0 | . | . | . | . | 0 | 0.03 | . | . | . | 0.03 | 14 | . | . | . | 14 | . | . | . | . | 0 | . | . | . | . | 0 | . | . | . | . | 0 | . | . | . | . | 0 | 1.145 | 0.206 | 0 | 0 | 1.351 | 132 | 5 | 0 | 0 | 137 | 0 | 0 | 0 | 0 | 0
2023 | PA | 40290 | Tri-County Rural Elec Coop Inc (PA) | PJM | AC | 0.663 | 0.594 | . | . | 1.257 | 62 | 6 | . | . | 68 | . | . | . | . | 0 | . | . | . | . | 0 | . | . | . | . | 0 | . | . | . | . | 0 | . | . | . | . | 0 | . | . | . | . | 0 | . | . | . | . | 0 | . | . | . | . | 0 | . | . | . | . | 0 | . | . | . | . | 0 | . | . | . | . | 0 | 0.022 | 0.002 | . | . | 0.024 | 3 | 1 | . | . | 4 | . | . | . | . | 0 | . | 0.15 | . | . | 0.15 | . | 1 | . | . | 1 | . | . | . | . | 0 | 0.685 | 0.746 | 0 | 0 | 1.431 | 65 | 8 | 0 | 0 | 73 | 0 | 0 | 0 | 0 | 0
2023 | PA | 40292 | REA Energy Coop Inc | PJM | AC | 0.622 | 0.002 | . | . | 0.624 | 63 | 1 | . | . | 64 | . | . | . | . | 0 | . | . | . | . | 0 | . | . | . | . | 0 | . | . | . | . | 0 | . | . | . | . | 0 | . | . | . | . | 0 | . | . | . | . | 0 | . | . | . | . | 0 | . | . | . | . | 0 | . | . | . | . | 0 | . | . | . | . | 0 | 0.015 | 0.01 | . | . | 0.025 | 2 | 1 | . | . | 3 | . | . | . | . | 0 | . | 0.08 | . | . | 0.08 | . | 1 | . | . | 1 | . | . | . | . | 0 | 0.637 | 0.092 | 0 | 0 | 0.729 | 65 | 3 | 0 | 0 | 68 | 0 | 0 | 0 | 0 | 0
2023 | PA | 40293 | Northwestern Rural E C A, Inc - (PA) | PJM | AC | 0.682 | . | . | . | 0.682 | 74 | . | . | . | 74 | . | . | . | . | 0 | . | . | . | . | 0 | . | . | . | . | 0 | . | . | . | . | 0 | . | . | . | . | 0 | . | . | . | . | 0 | . | . | . | . | 0 | . | . | . | . | 0 | . | . | . | . | 0 | . | . | . | . | 0 | . | . | . | . | 0 | 0.005 | . | . | . | 0.005 | 2 | . | . | . | 2 | . | . | . | . | 0 | . | 0.45 | . | . | 0.45 | . | 1 | . | . | 1 | . | . | . | . | 0 | 0.687 | 0.45 | 0 | 0 | 1.137 | 76 | 1 | 0 | 0 | 77 | 0 | 0 | 0 | 0 | 0
2023 | PA | 99999 | State Adjustment | PJM |  | -22.081 | -3.85 | -4.289 | . | -30.22 | . | . | . | . | . | . | . | . | . | . | . | . | . | . | . | . | . | . | . | . | . | . | . | . | . | . | . | . | . | . | . | . | . | . | . | . | . | . | . | . | . | . | . | . | . | . | . | . | . | . | . | . | . | . | . | . | . | . | . | . | . | . | . | . | . | . | . | . | . | . | . | . | . | . | . | . | . | . | . | . | . | . | . | . | . | . | . | . | . | . | -22.081 | -3.85 | -4.289 | . | -30.22 | . | . | . | . | . | . | . | . | . | .
2023 | RI | 1857 | Block Island Utility District | ISNE | AC | 0.441 | 0.03 | 0 | 0 | 0.471 | 54 | 5 | 0 | 0 | 59 | . | . | . | . | 0 | . | . | . | . | 0 | . | . | . | . | 0 | . | . | . | . | 0 | . | . | . | . | 0 | . | . | . | . | 0 | . | . | . | . | 0 | . | . | . | . | 0 | . | . | . | . | 0 | . | . | . | . | 0 | . | . | . | . | 0 | 0 | 0 | 0 | 0 | 0 | 0 | 0 | 0 | 0 | 0 | . | . | . | . | 0 | . | . | . | . | 0 | . | . | . | . | 0 | . | . | . | . | 0 | 0.441 | 0.03 | 0 | 0 | 0.471 | 54 | 5 | 0 | 0 | 59 | 0 | 0 | 0 | 0 | 0
2023 | RI | 13214 | The Narragansett Electric Co | ISNE | AC | 97.484 | 309.805 | 5.604 | . | 412.893 | 13963 | 503 | 30 | . | 14496 | . | . | . | . | 0 | . | 9.504 | . | . | 9.504 | . | 4 | . | . | 4 | 0.01 | . | . | . | 0.01 | 1 | . | . | . | 1 | 0.071 | . | . | . | 0.071 | 10 | . | . | . | 10 | 0.087 | . | . | . | 0.087 | . | . | . | . | 0 | . | . | . | . | 0 | . | . | . | . | 0 | 0.093 | 26.875 | . | . | 26.968 | 20 | 24 | . | . | 44 | . | . | . | . | 0 | . | 2.93 | . | . | 2.93 | . | 4 | . | . | 4 | . | . | . | . | 0 | 97.587 | 349.114 | 5.604 | 0 | 452.305 | 13984 | 535 | 30 | 0 | 14549 | 0 | 0 | 0 | 0 | 0
2023 | RI | 14537 | Pascoag Utility District | ISNE | AC | 0.032 | . | . | . | 0.032 | 7 | . | . | . | 7 | 33.94 | . | . | . | 33.94 | . | . | . | . | 0 | . | . | . | . | 0 | . | . | . | . | 0 | . | . | . | . | 0 | . | . | . | . | 0 | . | . | . | . | 0 | . | . | . | . | 0 | . | . | . | . | 0 | . | . | . | . | 0 | . | . | . | . | 0 | . | . | . | . | 0 | . | . | . | . | 0 | . | . | . | . | 0 | . | . | . | . | 0 | . | . | . | . | 0 | . | . | . | . | 0 | 0.032 | 0 | 0 | 0 | 0.032 | 7 | 0 | 0 | 0 | 7 | 33.94 | 0 | 0 | 0 | 33.94
2023 | SC | 162 | Aiken Electric Coop Inc | SC | AC | 3.08 | 0.82 | . | . | 3.9 | 343 | 6 | . | . | 349 | 1645.987 | 255.12 | . | . | 1901.107 | . | . | . | . | 0 | . | . | . | . | 0 | . | . | . | . | 0 | . | . | . | . | 0 | . | . | . | . | 0 | . | . | . | . | 0 | . | . | . | . | 0 | . | . | . | . | 0 | . | . | . | . | 0 | . | . | . | . | 0 | . | . | . | . | 0 | . | . | . | . | 0 | . | . | . | . | 0 | . | . | . | . | 0 | . | . | . | . | 0 | . | . | . | . | 0 | 3.08 | 0.82 | 0 | 0 | 3.9 | 343 | 6 | 0 | 0 | 349 | 1645.987 | 255.12 | 0 | 0 | 1901.107
2023 | SC | 1613 | Berkeley Electric Coop Inc | SC | AC | 11.008 | 0.141 | . | . | 11.149 | 1725 | 5 | . | . | 1730 | . | . | . | . | 0 | . | . | . | . | 0 | . | . | . | . | 0 | . | . | . | . | 0 | . | . | . | . | 0 | . | . | . | . | 0 | . | . | . | . | 0 | . | . | . | . | 0 | . | . | . | . | 0 | . | . | . | . | 0 | . | . | . | . | 0 | . | . | . | . | 0 | . | . | . | . | 0 | . | . | . | . | 0 | . | . | . | . | 0 | . | . | . | . | 0 | . | . | . | . | 0 | 11.008 | 0.141 | 0 | 0 | 11.149 | 1725 | 5 | 0 | 0 | 1730 | 0 | 0 | 0 | 0 | 0
2023 | SC | 1763 | Black River Electric Coop, Inc - (SC) | SC | AC | 3.363 | 0.134 | . | . | 3.497 | 422 | 9 | . | . | 431 | . | . | . | . | 0 | . | . | . | . | 0 | . | . | . | . | 0 | 0.24 | . | . | . | 0.24 | 50 | . | . | . | 50 | 0.132 | . | . | . | 0.132 | 19 | . | . | . | 19 | . | . | . | . | 0 | . | . | . | . | 0 | . | . | . | . | 0 | . | . | . | . | 0 | . | . | . | . | 0 | . | . | . | . | 0 | . | . | . | . | 0 | . | . | . | . | 0 | . | . | . | . | 0 | . | . | . | . | 0 | 3.603 | 0.134 | 0 | 0 | 3.737 | 472 | 9 | 0 | 0 | 481 | 0 | 0 | 0 | 0 | 0
2023 | SC | 1890 | Blue Ridge Electric Coop Inc - (SC) | DUK | AC | 2.462 | 0.035 | . | . | 2.497 | 289 | 2 | . | . | 291 | 1.628 | . | . | . | 1.628 | . | . | . | . | 0 | . | . | . | . | 0 | . | . | . | . | 0 | . | . | . | . | 0 | . | . | . | . | 0 | . | . | . | . | 0 | . | . | . | . | 0 | . | . | . | . | 0 | . | . | . | . | 0 | . | . | . | . | 0 | . | . | . | . | 0 | . | . | . | . | 0 | . | . | . | . | 0 | . | . | . | . | 0 | . | . | . | . | 0 | . | . | . | . | 0 | 2.462 | 0.035 | 0 | 0 | 2.497 | 289 | 2 | 0 | 0 | 291 | 1.628 | 0 | 0 | 0 | 1.628
2023 | SC | 2212 | Broad River Electric Coop, Inc | DUK | AC | 3.35 | 0.093 | . | . | 3.443 | 431 | 2 | . | . | 433 | 2147.572 | 95 | . | . | 2242.572 | . | . | . | . | 0 | . | . | . | . | 0 | 0.25 | . | . | . | 0.25 | 8 | . | . | . | 8 | . | . | . | . | 0 | . | . | . | . | 0 | . | . | . | . | 0 | . | . | . | . | 0 | . | . | . | . | 0 | . | . | . | . | 0 | . | . | . | . | 0 | . | . | . | . | 0 | . | . | . | . | 0 | . | . | . | . | 0 | . | . | . | . | 0 | . | . | . | . | 0 | 3.6 | 0.093 | 0 | 0 | 3.693 | 439 | 2 | 0 | 0 | 441 | 2147.572 | 95 | 0 | 0 | 2242.572
2023 | SC | 3046 | Duke Energy Progress - (NC) | CPLE | AC | 17.509 | 3.043 | 5.269 | . | 25.821 | 2174 | 64 | 11 | . | 2249 | . | . | . | . | 0 | . | . | . | . | 0 | . | . | . | . | 0 | . | . | . | . | 0 | . | . | . | . | 0 | . | . | . | . | 0 | . | . | . | . | 0 | . | . | . | . | 0 | . | . | . | . | 0 | . | . | . | . | 0 | . | . | . | . | 0 | 0 | 0 | 0 | . | 0 | 0 | 0 | 0 | . | 0 | . | . | . | . | 0 | . | . | . | . | 0 | . | . | . | . | 0 | . | . | . | . | 0 | 17.509 | 3.043 | 5.269 | 0 | 25.821 | 2174 | 64 | 11 | 0 | 2249 | 0 | 0 | 0 | 0 | 0
2023 | SC | 5416 | Duke Energy Carolinas, LLC | DUK | AC | 97.146 | 19.267 | 11.027 | . | 127.44 | 12019 | 353 | 30 | . | 12402 | . | . | . | . | 0 | . | . | . | . | 0 | . | . | . | . | 0 | . | . | . | . | 0 | . | . | . | . | 0 | . | . | . | . | 0 | . | . | . | . | 0 | . | . | . | . | 0 | . | . | . | . | 0 | . | . | . | . | 0 | . | . | . | . | 0 | 0 | 0.001 | 0 | . | 0.001 | 0 | 1 | 0 | . | 1 | . | . | . | . | 0 | . | . | . | . | 0 | . | . | . | . | 0 | . | . | . | . | 0 | 97.146 | 19.268 | 11.027 | 0 | 127.441 | 12019 | 354 | 30 | 0 | 12403 | 0 | 0 | 0 | 0 | 0
2023 | SC | 5644 | Edisto Electric Coop, Inc | SC | AC | 1.236 | 0.159 | . | . | 1.395 | 156 | 8 | . | . | 164 | . | . | . | . | 0 | . | . | . | . | 0 | . | . | . | . | 0 | . | . | . | . | 0 | . | . | . | . | 0 | 0.207 | . | . | . | 0.207 | 27 | . | . | . | 27 | . | . | . | . | 0 | . | . | . | . | 0 | . | . | . | . | 0 | . | . | . | . | 0 | . | . | . | . | 0 | . | . | . | . | 0 | . | . | . | . | 0 | . | . | . | . | 0 | . | . | . | . | 0 | . | . | . | . | 0 | 1.236 | 0.159 | 0 | 0 | 1.395 | 156 | 8 | 0 | 0 | 164 | 0 | 0 | 0 | 0 | 0
2023 | SC | 6709 | Easley Combined Utility System | DUK | AC | 0.589 | 0.07 | . | . | 0.659 | 86 | 4 | . | . | 90 | . | . | . | . | 0 | . | . | . | . | 0 | . | . | . | . | 0 | . | . | . | . | 0 | . | . | . | . | 0 | . | . | . | . | 0 | . | . | . | . | 0 | . | . | . | . | 0 | . | . | . | . | 0 | . | . | . | . | 0 | . | . | . | . | 0 | . | . | . | . | 0 | . | . | . | . | 0 | . | . | . | . | 0 | . | . | . | . | 0 | . | . | . | . | 0 | . | . | . | . | 0 | 0.589 | 0.07 | 0 | 0 | 0.659 | 86 | 4 | 0 | 0 | 90 | 0 | 0 | 0 | 0 | 0
2023 | SC | 6894 | City of Gaffney - (SC) | DUK | AC | 0.15 | . | . | . | 0.15 | 13 | . | . | . | 13 | 63 | . | . | . | 63 | . | . | . | . | 0 | . | . | . | . | 0 | . | . | . | . | 0 | . | . | . | . | 0 | . | . | . | . | 0 | . | . | . | . | 0 | . | . | . | . | 0 | . | . | . | . | 0 | . | . | . | . | 0 | . | . | . | . | 0 | . | . | . | . | 0 | . | . | . | . | 0 | . | . | . | . | 0 | . | . | . | . | 0 | . | . | . | . | 0 | . | . | . | . | 0 | 0.15 | 0 | 0 | 0 | 0.15 | 13 | 0 | 0 | 0 | 13 | 63 | 0 | 0 | 0 | 63
2023 | SC | 7654 | Greer Commission of Public Wks | DUK | AC | 1.661 | 0.108 | . | . | 1.769 | 257 | 5 | . | . | 262 | 235 | 2.76 | . | . | 237.76 | . | . | . | . | 0 | . | . | . | . | 0 | . | . | . | . | 0 | . | . | . | . | 0 | . | . | . | . | 0 | . | . | . | . | 0 | . | . | . | . | 0 | . | . | . | . | 0 | . | . | . | . | 0 | . | . | . | . | 0 | . | . | . | . | 0 | . | . | . | . | 0 | . | . | . | . | 0 | . | . | . | . | 0 | . | . | . | . | 0 | . | . | . | . | 0 | 1.661 | 0.108 | 0 | 0 | 1.769 | 257 | 5 | 0 | 0 | 262 | 235 | 2.76 | 0 | 0 | 237.76
2023 | SC | 8786 | Horry Electric Coop Inc | SC | DC | 2.302 | 0.519 | . | . | 2.821 | 298 | 3 | . | . | 301 | 0 | . | . | . | 0 | . | . | . | . | 0 | . | . | . | . | 0 | . | . | . | . | 0 | . | . | . | . | 0 | . | . | . | . | 0 | . | . | . | . | 0 | . | . | . | . | 0 | . | . | . | . | 0 | . | . | . | . | 0 | . | . | . | . | 0 | . | . | . | . | 0 | . | . | . | . | 0 | . | . | . | . | 0 | . | . | . | . | 0 | . | . | . | . | 0 | . | . | . | . | 0 | 2.302 | 0.519 | 0 | 0 | 2.821 | 298 | 3 | 0 | 0 | 301 | 0 | 0 | 0 | 0 | 0
2023 | SC | 10768 | Laurens Electric Coop, Inc | DUK | AC | 1.649 | 0.082 | . | . | 1.731 | 248 | 8 | . | . | 256 | 34.19 | . | . | . | 34.19 | . | . | . | . | 0 | . | . | . | . | 0 | . | . | . | . | 0 | . | . | . | . | 0 | . | . | . | . | 0 | . | . | . | . | 0 | . | . | . | . | 0 | . | . | . | . | 0 | . | . | . | . | 0 | . | . | . | . | 0 | . | . | . | . | 0 | . | . | . | . | 0 | . | . | . | . | 0 | . | . | . | . | 0 | . | . | . | . | 0 | . | . | . | . | 0 | 1.649 | 0.082 | 0 | 0 | 1.731 | 248 | 8 | 0 | 0 | 256 | 34.19 | 0 | 0 | 0 | 34.19
2023 | SC | 11355 | Lynches River Elec Coop, Inc | SC | AC | 1.23 | . | . | . | 1.23 | 163 | . | . | . | 163 | . | . | . | . | 0 | . | . | . | . | 0 | . | . | . | . | 0 | . | . | . | . | 0 | . | . | . | . | 0 | 0.118 | . | . | . | 0.118 | 14 | . | . | . | 14 | . | . | . | . | 0 | . | . | . | . | 0 | . | . | . | . | 0 | . | . | . | . | 0 | . | . | . | . | 0 | . | . | . | . | 0 | . | . | . | . | 0 | . | . | . | . | 0 | . | . | . | . | 0 | . | . | . | . | 0 | 1.23 | 0 | 0 | 0 | 1.23 | 163 | 0 | 0 | 0 | 163 | 0 | 0 | 0 | 0 | 0
2023 | SC | 12462 | Mid-Carolina Electric Coop Inc | SC | AC | 1.272 | 0.043 | . | . | 1.315 | 186 | 3 | . | . | 189 | . | . | . | . | 0 | . | . | . | . | 0 | . | . | . | . | 0 | . | . | . | . | 0 | . | . | . | . | 0 | . | . | . | . | 0 | . | . | . | . | 0 | . | . | . | . | 0 | . | . | . | . | 0 | . | . | . | . | 0 | . | . | . | . | 0 | . | . | . | . | 0 | . | . | . | . | 0 | . | . | . | . | 0 | 0.03 | 0.043 | . | . | 0.073 | 1 | 3 | . | . | 4 | 38.058 | 0 | . | . | 38.058 | 1.302 | 0.086 | 0 | 0 | 1.388 | 187 | 6 | 0 | 0 | 193 | 38.058 | 0 | 0 | 0 | 38.058
2023 | SC | 13523 | City of Newberry - (SC) | DUK | AC | 0.08 | . | . | . | 0.08 | 14 | . | . | . | 14 | 62.431 | . | . | . | 62.431 | . | . | . | . | 0 | . | . | . | . | 0 | . | . | . | . | 0 | . | . | . | . | 0 | . | . | . | . | 0 | . | . | . | . | 0 | . | . | . | . | 0 | . | . | . | . | 0 | . | . | . | . | 0 | . | . | . | . | 0 | . | . | . | . | 0 | . | . | . | . | 0 | . | . | . | . | 0 | . | . | . | . | 0 | . | . | . | . | 0 | . | . | . | . | 0 | 0.08 | 0 | 0 | 0 | 0.08 | 14 | 0 | 0 | 0 | 14 | 62.431 | 0 | 0 | 0 | 62.431
2023 | SC | 13524 | Newberry Electric Coop, Inc | SC | AC | 0.661 | . | . | . | 0.661 | 77 | . | . | . | 77 | . | . | . | . | 0 | . | . | . | . | 0 | . | . | . | . | 0 | . | . | . | . | 0 | . | . | . | . | 0 | . | . | . | . | 0 | . | . | . | . | 0 | . | . | . | . | 0 | . | . | . | . | 0 | . | . | . | . | 0 | . | . | . | . | 0 | . | . | . | . | 0 | . | . | . | . | 0 | . | . | . | . | 0 | . | . | . | . | 0 | . | . | . | . | 0 | . | . | . | . | 0 | 0.661 | 0 | 0 | 0 | 0.661 | 77 | 0 | 0 | 0 | 77 | 0 | 0 | 0 | 0 | 0
2023 | SC | 14164 | City of Orangeburg - (SC) | SCEG | AC | 0.805 | . | . | . | 0.805 | 105 | . | . | . | 105 | 407 | . | . | . | 407 | . | . | . | . | 0 | . | . | . | . | 0 | . | . | . | . | 0 | . | . | . | . | 0 | . | . | . | . | 0 | . | . | . | . | 0 | . | . | . | . | 0 | . | . | . | . | 0 | . | . | . | . | 0 | . | . | . | . | 0 | . | . | . | . | 0 | . | . | . | . | 0 | . | . | . | . | 0 | . | . | . | . | 0 | . | . | . | . | 0 | . | . | . | . | 0 | 0.805 | 0 | 0 | 0 | 0.805 | 105 | 0 | 0 | 0 | 105 | 407 | 0 | 0 | 0 | 407
2023 | SC | 14175 | Tri-County Electric Coop, Inc (SC) | SC | AC | 1.156 | . | . | . | 1.156 | 141 | . | . | . | 141 | . | . | . | . | 0 | . | . | . | . | 0 | . | . | . | . | 0 | 0.202 | . | . | . | 0.202 | 46 | . | . | . | 46 | . | . | . | . | 0 | . | . | . | . | 0 | . | . | . | . | 0 | . | . | . | . | 0 | . | . | . | . | 0 | . | . | . | . | 0 | . | . | . | . | 0 | . | . | . | . | 0 | . | . | . | . | 0 | . | . | . | . | 0 | . | . | . | . | 0 | . | . | . | . | 0 | 1.358 | 0 | 0 | 0 | 1.358 | 187 | 0 | 0 | 0 | 187 | 0 | 0 | 0 | 0 | 0
2023 | SC | 14398 | Palmetto Electric Coop Inc | SC | DC | 2.057 | 0.534 | . | . | 2.591 | 236 | 12 | . | . | 248 | 353.76 | . | . | . | 353.76 | . | . | . | . | 0 | . | . | . | . | 0 | 0.24 | . | . | . | 0.24 | 88 | . | . | . | 88 | 0.424 | . | . | . | 0.424 | 35 | . | . | . | 35 | 0.77 | . | . | . | 0.77 | . | . | . | . | 0 | . | . | . | . | 0 | . | . | . | . | 0 | . | . | . | . | 0 | . | . | . | . | 0 | . | . | . | . | 0 | . | . | . | . | 0 | . | . | . | . | 0 | . | . | . | . | 0 | 2.297 | 0.534 | 0 | 0 | 2.831 | 324 | 12 | 0 | 0 | 336 | 353.76 | 0 | 0 | 0 | 353.76
2023 | SC | 16195 | City of Rock Hill - (SC) | DUK | AC | 1.309 | 1.339 | . | . | 2.648 | 213 | 10 | . | . | 223 | . | . | . | . | 0 | . | . | . | . | 0 | . | . | . | . | 0 | . | . | . | . | 0 | . | . | . | . | 0 | . | . | . | . | 0 | . | . | . | . | 0 | . | . | . | . | 0 | . | . | . | . | 0 | . | . | . | . | 0 | . | . | . | . | 0 | . | . | . | . | 0 | . | . | . | . | 0 | . | . | . | . | 0 | . | . | . | . | 0 | . | . | . | . | 0 | . | . | . | . | 0 | 1.309 | 1.339 | 0 | 0 | 2.648 | 213 | 10 | 0 | 0 | 223 | 0 | 0 | 0 | 0 | 0
2023 | SC | 16606 | Santee Electric Coop, Inc | SC | AC | 1.961 | 0.076 | . | . | 2.037 | 256 | 5 | . | . | 261 | . | . | . | . | 0 | . | . | . | . | 0 | . | . | . | . | 0 | . | 0.04 | . | . | 0.04 | . | 1 | . | . | 1 | . | . | . | . | 0 | . | . | . | . | 0 | . | . | . | . | 0 | . | . | . | . | 0 | . | . | . | . | 0 | . | . | . | . | 0 | . | . | . | . | 0 | . | . | . | . | 0 | . | . | . | . | 0 | . | . | . | . | 0 | . | . | . | . | 0 | . | . | . | . | 0 | 1.961 | 0.116 | 0 | 0 | 2.077 | 256 | 6 | 0 | 0 | 262 | 0 | 0 | 0 | 0 | 0
2023 | SC | 17539 | Dominion Energy South Carolina, Inc | SCEG | AC | 110.513 | 20.561 | 2.056 | . | 133.13 | 15323 | 238 | 7 | . | 15568 | 65004.59 | 10273.87 | 667.86 | . | 75946.32 | . | . | . | . | 0 | . | . | . | . | 0 | . | . | . | . | 0 | . | . | . | . | 0 | 4.179 | 0.042 | . | . | 4.221 | 563 | 5 | . | . | 568 | . | . | . | . | 0 | . | . | . | . | 0 | . | . | . | . | 0 | . | . | . | . | 0 | . | . | . | . | 0 | . | . | . | . | 0 | . | . | . | . | 0 | . | . | . | . | 0 | . | . | . | . | 0 | . | . | . | . | 0 | 110.513 | 20.561 | 2.056 | 0 | 133.13 | 15323 | 238 | 7 | 0 | 15568 | 65004.59 | 10273.87 | 667.86 | 0 | 75946.32
2023 | SC | 17543 | South Carolina Public Service Authority | SC | AC | 11.662 | . | . | . | 11.662 | 1682 | . | . | . | 1682 | . | . | . | . | 0 | . | . | . | . | 0 | . | . | . | . | 0 | . | . | . | . | 0 | . | . | . | . | 0 | . | . | . | . | 0 | . | . | . | . | 0 | . | . | . | . | 0 | . | . | . | . | 0 | . | . | . | . | 0 | . | . | . | . | 0 | . | . | . | . | 0 | . | . | . | . | 0 | . | . | . | . | 0 | . | . | . | . | 0 | . | . | . | . | 0 | . | . | . | . | 0 | 11.662 | 0 | 0 | 0 | 11.662 | 1682 | 0 | 0 | 0 | 1682 | 0 | 0 | 0 | 0 | 0
2023 | SC | 21002 | York Electric Coop Inc | DUK | AC | 7.792 | 0.105 | . | . | 7.897 | 961 | 4 | . | . | 965 | 4125 | 32 | . | . | 4157 | 0.255 | . | . | . | 0.255 | 61 | . | . | . | 61 | . | . | . | . | 0 | . | . | . | . | 0 | . | . | . | . | 0 | . | . | . | . | 0 | . | . | . | . | 0 | . | . | . | . | 0 | . | . | . | . | 0 | . | . | . | . | 0 | . | . | . | . | 0 | . | . | . | . | 0 | . | . | . | . | 0 | . | . | . | . | 0 | . | . | . | . | 0 | . | . | . | . | 0 | 8.047 | 0.105 | 0 | 0 | 8.152 | 1022 | 4 | 0 | 0 | 1026 | 4125 | 32 | 0 | 0 | 4157
2023 | SC | 66073 | MPD Electric Cooperative | SC | AC | 1.623 | 0.043 | . | . | 1.666 | 197 | 1 | . | . | 198 | 1039.25 | . | . | . | 1039.25 | . | . | . | . | 0 | . | . | . | . | 0 | . | . | . | . | 0 | . | . | . | . | 0 | . | . | . | . | 0 | . | . | . | . | 0 | . | . | . | . | 0 | . | . | . | . | 0 | . | . | . | . | 0 | . | . | . | . | 0 | . | . | . | . | 0 | . | . | . | . | 0 | . | . | . | . | 0 | . | . | . | . | 0 | . | . | . | . | 0 | . | . | . | . | 0 | 1.623 | 0.043 | 0 | 0 | 1.666 | 197 | 1 | 0 | 0 | 198 | 1039.25 | 0 | 0 | 0 | 1039.25
2023 | SC | 99999 | State Adjustment | CPLE |  | 0.15 | . | . | . | 0.15 | . | . | . | . | . | . | . | . | . | . | . | . | . | . | . | . | . | . | . | . | . | . | . | . | . | . | . | . | . | . | . | . | . | . | . | . | . | . | . | . | . | . | . | . | . | . | . | . | . | . | . | . | . | . | . | . | . | . | . | . | . | . | . | . | . | . | . | . | . | . | . | . | . | . | . | . | . | . | . | . | . | . | . | . | . | . | . | . | . | . | 0.15 | . | . | . | 0.15 | . | . | . | . | . | . | . | . | . | .
2023 | SC | 99999 | State Adjustment | DUK |  | 0.071 | 0.007 | . | . | 0.078 | . | . | . | . | . | . | . | . | . | . | . | . | . | . | . | . | . | . | . | . | . | . | . | . | . | . | . | . | . | . | . | . | . | . | . | . | . | . | . | . | . | . | . | . | . | . | . | . | . | . | . | . | . | . | . | . | . | . | . | . | . | . | . | . | . | . | . | . | . | . | . | . | . | . | . | . | . | . | . | . | . | . | . | . | . | . | . | . | . | . | 0.071 | 0.007 | . | . | 0.078 | . | . | . | . | . | . | . | . | . | .
2023 | SC | 99999 | State Adjustment | SC |  | -0.265 | -0.146 | 0 | . | -0.411 | . | . | . | . | . | . | . | . | . | . | . | . | . | . | . | . | . | . | . | . | . | . | . | . | . | . | . | . | . | . | . | . | . | . | . | . | . | . | . | . | . | . | . | . | . | . | . | . | . | . | . | . | . | . | . | . | . | . | . | . | . | . | . | . | . | . | . | . | . | . | . | . | . | . | . | . | . | . | . | . | . | . | . | . | . | . | . | . | . | . | -0.265 | -0.146 | 0 | . | -0.411 | . | . | . | . | . | . | . | . | . | .
2023 | SD | 1769 | Black Hills Electric Coop, Inc | SWPP | AC | 0.568 | 0.023 | 0 | 0 | 0.591 | 70 | 2 | 0 | 0 | 72 | 294.871 | 2.08 | 0 | 0 | 296.951 | 0 | 0 | 0 | 0 | 0 | 0 | 0 | 0 | 0 | 0 | 0 | 0 | 0 | 0 | 0 | 0 | 0 | 0 | 0 | 0 | 0 | 0 | 0 | 0 | 0 | 0 | 0 | 0 | 0 | 0 | 0 | 0 | 0 | 0 | 0 | 0 | 0 | 0 | 0 | 0 | 0 | 0 | 0 | 0 | 0 | 0 | 0 | 0 | 0 | 0 | 0.002 | 0 | 0 | 0 | 0.002 | 1 | 0 | 0 | 0 | 1 | 0.671 | 0 | 0 | 0 | 0.671 | 0 | 0 | 0 | 0 | 0 | 0 | 0 | 0 | 0 | 0 | 0 | 0 | 0 | 0 | 0 | 0.57 | 0.023 | 0 | 0 | 0.593 | 71 | 2 | 0 | 0 | 73 | 295.542 | 2.08 | 0 | 0 | 297.622
2023 | SD | 14232 | Otter Tail Power Co | MISO | AC | 0 | 0.04 | . | . | 0.04 | 0 | 2 | . | . | 2 | 0 | 0.776 | . | . | 0.776 | . | . | . | . | 0 | . | . | . | . | 0 | . | . | . | . | 0 | . | . | . | . | 0 | . | . | . | . | 0 | . | . | . | . | 0 | . | . | . | . | 0 | . | . | . | . | 0 | . | . | . | . | 0 | . | . | . | . | 0 | 0.023 | 0.092 | . | . | 0.115 | 2 | 2 | . | . | 4 | 0 | 0.151 | . | . | 0.151 | . | . | . | . | 0 | . | . | . | . | 0 | . | . | . | . | 0 | 0.023 | 0.132 | 0 | 0 | 0.155 | 2 | 4 | 0 | 0 | 6 | 0 | 0.927 | 0 | 0 | 0.927
2023 | SD | 17267 | Sioux Valley SW Elec Coop | SWPP | DC | 0.267 | 0.078 | . | . | 0.345 | 25 | 6 | . | . | 31 | 6.361 | 0.62 | . | . | 6.981 | . | . | . | . | 0 | . | . | . | . | 0 | . | . | . | . | 0 | . | . | . | . | 0 | . | . | . | . | 0 | . | . | . | . | 0 | . | . | . | . | 0 | . | . | . | . | 0 | . | . | . | . | 0 | . | . | . | . | 0 | 0.023 | . | . | . | 0.023 | 4 | . | . | . | 4 | 0.21 | . | . | . | 0.21 | . | . | . | . | 0 | . | . | . | . | 0 | . | . | . | . | 0 | 0.29 | 0.078 | 0 | 0 | 0.368 | 29 | 6 | 0 | 0 | 35 | 6.571 | 0.62 | 0 | 0 | 7.191
2023 | SD | 19293 | Southeastern Electric Coop Inc - (SD) | SWPP | AC | 0.115 | 0.034 | . | . | 0.149 | 14 | 4 | . | . | 18 | 65.914 | 7.659 | . | . | 73.573 | . | . | . | . | 0 | . | . | . | . | 0 | . | . | . | . | 0 | . | . | . | . | 0 | . | . | . | . | 0 | . | . | . | . | 0 | . | . | . | . | 0 | . | . | . | . | 0 | . | . | . | . | 0 | . | . | . | . | 0 | . | . | . | . | 0 | . | . | . | . | 0 | . | . | . | . | 0 | . | . | . | . | 0 | . | . | . | . | 0 | . | . | . | . | 0 | 0.115 | 0.034 | 0 | 0 | 0.149 | 14 | 4 | 0 | 0 | 18 | 65.914 | 7.659 | 0 | 0 | 73.573
2023 | SD | 19545 | Black Hills Power, Inc. | WACM | DC | 1.028 | 0.702 | 0 | 0 | 1.73 | 124 | 19 | 0 | 0 | 143 | . | . | . | . | 0 | . | . | . | . | 0 | . | . | . | . | 0 | . | . | . | . | 0 | . | . | . | . | 0 | . | . | . | . | 0 | . | . | . | . | 0 | . | . | . | . | 0 | . | . | . | . | 0 | . | . | . | . | 0 | . | . | . | . | 0 | 0.011 | 0.012 | 0 | 0 | 0.023 | 4 | 4 | 0 | 0 | 8 | . | . | . | . | 0 | . | . | . | . | 0 | . | . | . | . | 0 | . | . | . | . | 0 | 1.039 | 0.714 | 0 | 0 | 1.753 | 128 | 23 | 0 | 0 | 151 | 0 | 0 | 0 | 0 | 0
2023 | SD | 20401 | West River Electric Assn Inc | SWPP | DC | 0.589 | 0.15 | . | . | 0.739 | 71 | 1 | . | . | 72 | 166.769 | 2.75 | . | . | 169.519 | . | . | . | . | 0 | . | . | . | . | 0 | . | . | . | . | 0 | . | . | . | . | 0 | . | . | . | . | 0 | . | . | . | . | 0 | . | . | . | . | 0 | . | . | . | . | 0 | . | . | . | . | 0 | . | . | . | . | 0 | 0.026 | 0.01 | . | . | 0.036 | 8 | 1 | . | . | 9 | 3.72 | 3.144 | . | . | 6.864 | . | . | . | . | 0 | . | . | . | . | 0 | . | . | . | . | 0 | 0.615 | 0.16 | 0 | 0 | 0.775 | 79 | 2 | 0 | 0 | 81 | 170.489 | 5.894 | 0 | 0 | 176.383
2023 | SD | 99999 | State Adjustment | SWPP |  | -0.149 | -0.04 | . | . | -0.189 | . | . | . | . | . | . | . | . | . | . | . | . | . | . | . | . | . | . | . | . | . | . | . | . | . | . | . | . | . | . | . | . | . | . | . | . | . | . | . | . | . | . | . | . | . | . | . | . | . | . | . | . | . | . | . | . | . | . | . | . | . | . | . | . | . | . | . | . | . | . | . | . | . | . | . | . | . | . | . | . | . | . | . | . | . | . | . | . | . | . | -0.149 | -0.04 | . | . | -0.189 | . | . | . | . | . | . | . | . | . | .
2023 | SD | 99999 | State Adjustment | WACM |  | -0.179 | -0.122 | 0 | . | -0.302 | . | . | . | . | . | . | . | . | . | . | . | . | . | . | . | . | . | . | . | . | . | . | . | . | . | . | . | . | . | . | . | . | . | . | . | . | . | . | . | . | . | . | . | . | . | . | . | . | . | . | . | . | . | . | . | . | . | . | . | . | . | . | . | . | . | . | . | . | . | . | . | . | . | . | . | . | . | . | . | . | . | . | . | . | . | . | . | . | . | . | -0.179 | -0.122 | 0 | . | -0.302 | . | . | . | . | . | . | . | . | . | .
2023 | TN | 10331 | Kingsport Power Co | PJM | AC | 0.531 | 0.425 | . | . | 0.956 | 78 | 12 | . | . | 90 | 244.423 | 433.094 | . | . | 677.517 | . | . | . | . | 0 | . | . | . | . | 0 | . | . | . | . | 0 | . | . | . | . | 0 | 0.192 | . | . | . | 0.192 | 31 | . | . | . | 31 | 0.386 | . | . | . | 0.386 | . | . | . | . | 0 | . | . | . | . | 0 | . | . | . | . | 0 | . | . | . | . | 0 | . | . | . | . | 0 | . | . | . | . | 0 | . | . | . | . | 0 | . | . | . | . | 0 | . | . | . | . | 0 | 0.531 | 0.425 | 0 | 0 | 0.956 | 78 | 12 | 0 | 0 | 90 | 244.423 | 433.094 | 0 | 0 | 677.517
2023 | TX | 1169 | Bailey County Elec Coop Assn | SWPP | AC | 0.063 | . | . | . | 0.063 | 8 | . | . | . | 8 | . | . | . | . | 0 | . | . | . | . | 0 | . | . | . | . | 0 | . | . | . | . | 0 | . | . | . | . | 0 | . | . | . | . | 0 | . | . | . | . | 0 | . | . | . | . | 0 | . | . | . | . | 0 | . | . | . | . | 0 | . | . | . | . | 0 | 0.001 | . | . | . | 0.001 | 1 | . | . | . | 1 | . | . | . | . | 0 | . | . | . | . | 0 | . | . | . | . | 0 | . | . | . | . | 0 | 0.064 | 0 | 0 | 0 | 0.064 | 9 | 0 | 0 | 0 | 9 | 0 | 0 | 0 | 0 | 0
2023 | TX | 1175 | Bandera Electric Coop, Inc | ERCO | AC | 5.25 | 1.37 | 0.13 | . | 6.75 | 528 | 34 | 3 | . | 565 | . | . | . | . | 0 | . | . | . | . | 0 | . | . | . | . | 0 | . | . | . | . | 0 | . | . | . | . | 0 | 1.999 | 0.123 | . | . | 2.122 | 148 | 10 | . | . | 158 | . | . | . | . | 0 | . | . | . | . | 0 | . | . | . | . | 0 | . | . | . | . | 0 | 0.02 | . | . | . | 0.02 | 6 | . | . | . | 6 | . | . | . | . | 0 | . | . | . | . | 0 | . | . | . | . | 0 | . | . | . | . | 0 | 5.27 | 1.37 | 0.13 | 0 | 6.77 | 534 | 34 | 3 | 0 | 571 | 0 | 0 | 0 | 0 | 0
2023 | TX | 1273 | Bartlett Electric Coop, Inc | ERCO | AC | 4.755 | 0.11 | . | . | 4.865 | 608 | 14 | . | . | 622 | 930.619 | 46.169 | . | . | 976.788 | . | . | . | . | 0 | . | . | . | . | 0 | . | . | . | . | 0 | . | . | . | . | 0 | . | . | . | . | 0 | . | . | . | . | 0 | . | . | . | . | 0 | . | . | . | . | 0 | . | . | . | . | 0 | . | . | . | . | 0 | 0.014 | . | . | . | 0.014 | 5 | . | . | . | 5 | 0 | . | . | . | 0 | . | . | . | . | 0 | . | . | . | . | 0 | . | . | . | . | 0 | 4.769 | 0.11 | 0 | 0 | 4.879 | 613 | 14 | 0 | 0 | 627 | 930.619 | 46.169 | 0 | 0 | 976.788
2023 | TX | 1591 | Big Country Electric Coop, Inc | ERCO | AC | 0.454 | . | . | . | 0.454 | 33 | . | . | . | 33 | 0 | . | . | . | 0 | . | . | . | . | 0 | . | . | . | . | 0 | . | . | . | . | 0 | . | . | . | . | 0 | . | . | . | . | 0 | . | . | . | . | 0 | . | . | . | . | 0 | . | . | . | . | 0 | . | . | . | . | 0 | . | . | . | . | 0 | . | . | . | . | 0 | . | . | . | . | 0 | . | . | . | . | 0 | . | . | . | . | 0 | . | . | . | . | 0 | . | . | . | . | 0 | 0.454 | 0 | 0 | 0 | 0.454 | 33 | 0 | 0 | 0 | 33 | 0 | 0 | 0 | 0 | 0
2023 | TX | 1892 | Bluebonnet Electric Coop, Inc | ERCO | AC | 1.725 | 0.197 | . | . | 1.922 | 220 | 10 | . | . | 230 | . | . | . | . | 0 | . | . | . | . | 0 | . | . | . | . | 0 | . | . | . | . | 0 | . | . | . | . | 0 | 0.019 | 0 | . | . | 0.019 | 4 | 0 | . | . | 4 | . | . | . | . | 0 | . | . | . | . | 0 | . | . | . | . | 0 | . | . | . | . | 0 | 0.045 | 0.009 | . | . | 0.054 | 8 | 2 | . | . | 10 | . | . | . | . | 0 | . | . | . | . | 0 | . | . | . | . | 0 | . | . | . | . | 0 | 1.77 | 0.206 | 0 | 0 | 1.976 | 228 | 12 | 0 | 0 | 240 | 0 | 0 | 0 | 0 | 0
2023 | TX | 2049 | Bowie-Cass Electric Coop, Inc | SWPP | AC | 3.23 | 0.248 | . | . | 3.478 | 348 | 5 | . | . | 353 | . | . | . | . | 0 | . | . | . | . | 0 | . | . | . | . | 0 | . | . | . | . | 0 | . | . | . | . | 0 | 0.24 | . | . | . | 0.24 | 48 | . | . | . | 48 | . | . | . | . | 0 | . | . | . | . | 0 | . | . | . | . | 0 | . | . | . | . | 0 | . | . | . | . | 0 | . | . | . | . | 0 | . | . | . | . | 0 | . | . | . | . | 0 | . | . | . | . | 0 | . | . | . | . | 0 | 3.23 | 0.248 | 0 | 0 | 3.478 | 348 | 5 | 0 | 0 | 353 | 0 | 0 | 0 | 0 | 0
2023 | TX | 2194 | City of Brenham - (TX) | ERCO | AC | 0.153 | . | . | . | 0.153 | 19 | . | . | . | 19 | . | . | . | . | 0 | . | . | . | . | 0 | . | . | . | . | 0 | . | . | . | . | 0 | . | . | . | . | 0 | . | . | . | . | 0 | . | . | . | . | 0 | . | . | . | . | 0 | . | . | . | . | 0 | . | . | . | . | 0 | . | . | . | . | 0 | . | . | . | . | 0 | . | . | . | . | 0 | . | . | . | . | 0 | . | . | . | . | 0 | . | . | . | . | 0 | . | . | . | . | 0 | 0.153 | 0 | 0 | 0 | 0.153 | 19 | 0 | 0 | 0 | 19 | 0 | 0 | 0 | 0 | 0
2023 | TX | 2409 | Brownsville Public Utilities Board | ERCO | AC | 7.615 | 0.649 | 0 | 0 | 8.264 | 834 | 6 | 0 | 0 | 840 | 4182.018 | 0 | . | . | 4182.018 | . | . | . | . | 0 | . | . | . | . | 0 | . | . | . | . | 0 | . | . | . | . | 0 | . | . | . | . | 0 | . | . | . | . | 0 | . | . | . | . | 0 | . | . | . | . | 0 | . | . | . | . | 0 | . | . | . | . | 0 | . | . | . | . | 0 | . | . | . | . | 0 | . | . | . | . | 0 | . | . | . | . | 0 | . | . | . | . | 0 | . | . | . | . | 0 | 7.615 | 0.649 | 0 | 0 | 8.264 | 834 | 6 | 0 | 0 | 840 | 4182.018 | 0 | 0 | 0 | 4182.018
2023 | TX | 2442 | City of Bryan - (TX) | ERCO | AC | 6.189 | 0.422 | . | . | 6.611 | 658 | 21 | . | . | 679 | . | . | . | . | 0 | . | . | . | . | 0 | . | . | . | . | 0 | . | . | . | . | 0 | . | . | . | . | 0 | 0.344 | . | . | . | 0.344 | 28 | . | . | . | 28 | . | . | . | . | 0 | . | . | . | . | 0 | . | . | . | . | 0 | . | . | . | . | 0 | . | . | . | . | 0 | . | . | . | . | 0 | . | . | . | . | 0 | . | . | . | . | 0 | . | . | . | . | 0 | . | . | . | . | 0 | 6.189 | 0.422 | 0 | 0 | 6.611 | 658 | 21 | 0 | 0 | 679 | 0 | 0 | 0 | 0 | 0
2023 | TX | 3282 | Central Texas Elec Coop, Inc | ERCO | DC | 5.312 | 0.135 | 0.124 | . | 5.571 | 510 | 10 | 15 | . | 535 | . | . | . | . | 0 | . | . | . | . | 0 | . | . | . | . | 0 | . | . | . | . | 0 | . | . | . | . | 0 | . | . | . | . | 0 | . | . | . | . | 0 | . | . | . | . | 0 | . | . | . | . | 0 | . | . | . | . | 0 | . | . | . | . | 0 | 0.05 | . | . | . | 0.05 | 10 | . | . | . | 10 | . | . | . | . | 0 | . | . | . | . | 0 | . | . | . | . | 0 | . | . | . | . | 0 | 5.362 | 0.135 | 0.124 | 0 | 5.621 | 520 | 10 | 15 | 0 | 545 | 0 | 0 | 0 | 0 | 0
2023 | TX | 3470 | Cherokee County Elec Coop Assn - (TX) | ERCO | AC | 2.15 | . | . | . | 2.15 | 209 | . | . | . | 209 | . | . | . | . | 0 | . | . | . | . | 0 | . | . | . | . | 0 | . | . | . | . | 0 | . | . | . | . | 0 | . | . | . | . | 0 | . | . | . | . | 0 | . | . | . | . | 0 | . | . | . | . | 0 | . | . | . | . | 0 | . | . | . | . | 0 | . | . | . | . | 0 | . | . | . | . | 0 | . | . | . | . | 0 | . | . | . | . | 0 | . | . | . | . | 0 | . | . | . | . | 0 | 2.15 | 0 | 0 | 0 | 2.15 | 209 | 0 | 0 | 0 | 209 | 0 | 0 | 0 | 0 | 0
2023 | TX | 4146 | Concho Valley Elec Coop Inc | ERCO | DC | 0.46 | . | . | . | 0.46 | 43 | . | . | . | 43 | 360.968 | . | . | . | 360.968 | . | . | . | . | 0 | . | . | . | . | 0 | 0.99 | . | . | . | 0.99 | 62 | . | . | . | 62 | . | . | . | . | 0 | . | . | . | . | 0 | . | . | . | . | 0 | . | . | . | . | 0 | . | . | . | . | 0 | . | . | . | . | 0 | 0.009 | . | . | . | 0.009 | 5 | . | . | . | 5 | . | . | . | . | 0 | . | . | . | . | 0 | . | . | . | . | 0 | . | . | . | . | 0 | 1.459 | 0 | 0 | 0 | 1.459 | 110 | 0 | 0 | 0 | 110 | 360.968 | 0 | 0 | 0 | 360.968
2023 | TX | 4262 | Cooke County Elec Coop Assn | ERCO | AC | 1.094 | 0.025 | 0.998 | . | 2.117 | 110 | 1 | 1 | . | 112 | . | . | . | . | 0 | . | . | . | . | 0 | . | . | . | . | 0 | . | . | . | . | 0 | . | . | . | . | 0 | . | . | . | . | 0 | . | . | . | . | 0 | . | . | . | . | 0 | . | . | . | . | 0 | . | . | . | . | 0 | . | . | . | . | 0 | 0.032 | 0.75 | . | . | 0.782 | 11 | 1 | . | . | 12 | . | . | . | . | 0 | . | . | . | . | 0 | . | . | . | . | 0 | . | . | . | . | 0 | 1.126 | 0.775 | 0.998 | 0 | 2.899 | 121 | 2 | 1 | 0 | 124 | 0 | 0 | 0 | 0 | 0
2023 | TX | 4295 | Comanche County Elec Coop Assn | ERCO | AC | 1.498 | . | . | . | 1.498 | 122 | . | . | . | 122 | . | . | . | . | 0 | . | . | . | . | 0 | . | . | . | . | 0 | . | . | . | . | 0 | . | . | . | . | 0 | 0.099 | . | . | . | 0.099 | 3 | . | . | . | 3 | . | . | . | . | 0 | . | . | . | . | 0 | . | . | . | . | 0 | . | . | . | . | 0 | . | . | . | . | 0 | . | . | . | . | 0 | . | . | . | . | 0 | . | . | . | . | 0 | . | . | . | . | 0 | . | . | . | . | 0 | 1.498 | 0 | 0 | 0 | 1.498 | 122 | 0 | 0 | 0 | 122 | 0 | 0 | 0 | 0 | 0
2023 | TX | 4939 | Deaf Smith Electric Coop, Inc | SWPP | AC | 0.063 | . | . | . | 0.063 | 8 | . | . | . | 8 | . | . | . | . | 0 | . | . | . | . | 0 | . | . | . | . | 0 | . | . | . | . | 0 | . | . | . | . | 0 | . | . | . | . | 0 | . | . | . | . | 0 | . | . | . | . | 0 | . | . | . | . | 0 | . | . | . | . | 0 | . | . | . | . | 0 | 0.08 | . | . | . | 0.08 | 5 | . | . | . | 5 | . | . | . | . | 0 | . | . | . | . | 0 | . | . | . | . | 0 | . | . | . | . | 0 | 0.143 | 0 | 0 | 0 | 0.143 | 13 | 0 | 0 | 0 | 13 | 0 | 0 | 0 | 0 | 0
2023 | TX | 4975 | Deep East Texas Elec Coop Inc | MISO | AC | 0.848 | . | . | . | 0.848 | 93 | . | . | . | 93 | 198.633 | . | . | . | 198.633 | . | . | . | . | 0 | . | . | . | . | 0 | . | . | . | . | 0 | . | . | . | . | 0 | . | . | . | . | 0 | . | . | . | . | 0 | . | . | . | . | 0 | . | . | . | . | 0 | . | . | . | . | 0 | . | . | . | . | 0 | . | . | . | . | 0 | . | . | . | . | 0 | . | . | . | . | 0 | . | . | . | . | 0 | . | . | . | . | 0 | . | . | . | . | 0 | 0.848 | 0 | 0 | 0 | 0.848 | 93 | 0 | 0 | 0 | 93 | 198.633 | 0 | 0 | 0 | 198.633
2023 | TX | 5063 | City of Denton - (TX) | ERCO | AC | 7.731 | 2.15 | 0.45 | 0 | 10.331 | 1131 | 28 | 3 | 0 | 1162 | . | . | . | . | 0 | 0 | 0 | 0 | 0 | 0 | 0 | 0 | 0 | 0 | 0 | . | . | . | . | 0 | . | . | . | . | 0 | 0.22 | . | . | . | 0.22 | 38 | . | . | . | 38 | . | . | . | . | 0 | . | . | . | . | 0 | . | . | . | . | 0 | . | . | . | . | 0 | . | . | . | . | 0 | . | . | . | . | 0 | . | . | . | . | 0 | . | . | . | . | 0 | . | . | . | . | 0 | . | . | . | . | 0 | 7.731 | 2.15 | 0.45 | 0 | 10.331 | 1131 | 28 | 3 | 0 | 1162 | 0 | 0 | 0 | 0 | 0
2023 | TX | 5078 | Denton County Elec Coop, Inc | ERCO | DC | 74.5 | 3.3 | . | . | 77.8 | 8320 | 26 | . | . | 8346 | 44091.754 | 552.488 | . | . | 44644.242 | . | . | . | . | 0 | . | . | . | . | 0 | . | . | . | . | 0 | . | . | . | . | 0 | 4.9 | . | . | . | 4.9 | 835 | . | . | . | 835 | . | . | . | . | 0 | . | . | . | . | 0 | . | . | . | . | 0 | . | . | . | . | 0 | 0.076 | 0.004 | . | . | 0.08 | 26 | 4 | . | . | 30 | 18 | 0.014 | . | . | 18.014 | . | . | . | . | 0 | . | . | . | . | 0 | . | . | . | . | 0 | 74.576 | 3.304 | 0 | 0 | 77.88 | 8346 | 30 | 0 | 0 | 8376 | 44109.754 | 552.502 | 0 | 0 | 44662.256
2023 | TX | 5701 | El Paso Electric Co | EPE | AC | 122.959 | 5.651 | . | . | 128.61 | 23659 | 159 | . | . | 23818 | 32304.855 | 599.195 | . | . | 32904.05 | . | . | . | . | 0 | . | . | . | . | 0 | 0.053 | 0.001 | . | . | 0.054 | 24 | 11 | . | . | 35 | 1.372 | 0.008 | . | . | 1.38 | 170 | 1 | . | . | 171 | . | . | . | . | 0 | . | . | . | . | 0 | . | . | . | . | 0 | . | . | . | . | 0 | 0.008 | 0.048 | . | . | 0.056 | 2 | 4 | . | . | 6 | . | . | . | . | 0 | . | . | . | . | 0 | . | . | . | . | 0 | . | . | . | . | 0 | 123.02 | 5.7 | 0 | 0 | 128.72 | 23685 | 174 | 0 | 0 | 23859 | 32304.855 | 599.195 | 0 | 0 | 32904.05
2023 | TX | 6182 | Farmers Electric Coop, Inc - (TX) | ERCO | AC | 18.34 | . | . | . | 18.34 | 2370 | . | . | . | 2370 | . | . | . | . | 0 | . | . | . | . | 0 | . | . | . | . | 0 | . | . | . | . | 0 | . | . | . | . | 0 | 1.146 | . | . | . | 1.146 | 125 | . | . | . | 125 | . | . | . | . | 0 | . | . | . | . | 0 | . | . | . | . | 0 | . | . | . | . | 0 | 0.112 | . | . | . | 0.112 | 42 | . | . | . | 42 | . | . | . | . | 0 | . | . | . | . | 0 | . | . | . | . | 0 | . | . | . | . | 0 | 18.452 | 0 | 0 | 0 | 18.452 | 2412 | 0 | 0 | 0 | 2412 | 0 | 0 | 0 | 0 | 0
2023 | TX | 6183 | Fayette Electric Coop, Inc | ERCO | DC | 1.196 | 0.046 | . | . | 1.242 | 112 | 2 | . | . | 114 | . | . | . | . | 0 | . | . | . | . | 0 | . | . | . | . | 0 | . | . | . | . | 0 | . | . | . | . | 0 | . | . | . | . | 0 | . | . | . | . | 0 | . | . | . | . | 0 | . | . | . | . | 0 | . | . | . | . | 0 | . | . | . | . | 0 | . | . | . | . | 0 | . | . | . | . | 0 | . | . | . | . | 0 | . | . | . | . | 0 | . | . | . | . | 0 | . | . | . | . | 0 | 1.196 | 0.046 | 0 | 0 | 1.242 | 112 | 2 | 0 | 0 | 114 | 0 | 0 | 0 | 0 | 0
2023 | TX | 6427 | City of Floresville | ERCO | AC | 2.384 | 0.379 | . | . | 2.763 | 263 | 15 | . | . | 278 | . | . | . | . | 0 | . | . | . | . | 0 | . | . | . | . | 0 | . | . | . | . | 0 | . | . | . | . | 0 | . | . | . | . | 0 | . | . | . | . | 0 | . | . | . | . | 0 | . | . | . | . | 0 | . | . | . | . | 0 | . | . | . | . | 0 | . | . | . | . | 0 | . | . | . | . | 0 | . | . | . | . | 0 | . | . | . | . | 0 | . | . | . | . | 0 | . | . | . | . | 0 | 2.384 | 0.379 | 0 | 0 | 2.763 | 263 | 15 | 0 | 0 | 278 | 0 | 0 | 0 | 0 | 0
2023 | TX | 7129 | City of Georgetown - (TX) | ERCO | AC | 8 | . | . | . | 8 | 900 | . | . | . | 900 | . | . | . | . | 0 | . | . | . | . | 0 | . | . | . | . | 0 | . | . | . | . | 0 | . | . | . | . | 0 | . | . | . | . | 0 | . | . | . | . | 0 | . | . | . | . | 0 | 0.9 | . | . | . | 0.9 | 70 | . | . | . | 70 | 1.1 | . | . | . | 1.1 | . | . | . | . | 0 | . | . | . | . | 0 | . | . | . | . | 0 | . | . | . | . | 0 | . | . | . | . | 0 | . | . | . | . | 0 | 8 | 0 | 0 | 0 | 8 | 900 | 0 | 0 | 0 | 900 | 0 | 0 | 0 | 0 | 0
2023 | TX | 7559 | Grayson-Collin Elec Coop, Inc | ERCO | AC | 28.076 | . | . | . | 28.076 | 2665 | . | . | . | 2665 | . | . | . | . | 0 | . | . | . | . | 0 | . | . | . | . | 0 | . | . | . | . | 0 | . | . | . | . | 0 | . | . | . | . | 0 | . | . | . | . | 0 | . | . | . | . | 0 | . | . | . | . | 0 | . | . | . | . | 0 | . | . | . | . | 0 | 0.09 | . | . | . | 0.09 | 21 | . | . | . | 21 | . | . | . | . | 0 | . | . | . | . | 0 | . | . | . | . | 0 | . | . | . | . | 0 | 28.166 | 0 | 0 | 0 | 28.166 | 2686 | 0 | 0 | 0 | 2686 | 0 | 0 | 0 | 0 | 0
2023 | TX | 7752 | Guadalupe Valley Elec Coop Inc | ERCO | AC | 30.781 | 0.472 | . | . | 31.253 | 3932 | 28 | . | . | 3960 | 14250.14 | 0.154 | . | . | 14250.294 | . | . | . | . | 0 | . | . | . | . | 0 | . | . | . | . | 0 | . | . | . | . | 0 | . | . | . | . | 0 | . | . | . | . | 0 | . | . | . | . | 0 | . | . | . | . | 0 | . | . | . | . | 0 | . | . | . | . | 0 | 0.015 | . | . | . | 0.015 | 3 | . | . | . | 3 | 0.461 | . | . | . | 0.461 | . | . | . | . | 0 | . | . | . | . | 0 | . | . | . | . | 0 | 30.796 | 0.472 | 0 | 0 | 31.268 | 3935 | 28 | 0 | 0 | 3963 | 14250.601 | 0.154 | 0 | 0 | 14250.755
2023 | TX | 7979 | Hamilton County Elec Coop Assn | ERCO | DC | 4.7 | 0.472 | . | . | 5.172 | 442 | 5 | . | . | 447 | . | . | . | . | 0 | . | . | . | . | 0 | . | . | . | . | 0 | . | . | . | . | 0 | . | . | . | . | 0 | . | . | . | . | 0 | . | . | . | . | 0 | . | . | . | . | 0 | . | . | . | . | 0 | . | . | . | . | 0 | . | . | . | . | 0 | 0.048 | . | . | . | 0.048 | 10 | . | . | . | 10 | . | . | . | . | 0 | . | . | . | . | 0 | . | . | . | . | 0 | . | . | . | . | 0 | 4.748 | 0.472 | 0 | 0 | 5.22 | 452 | 5 | 0 | 0 | 457 | 0 | 0 | 0 | 0 | 0
2023 | TX | 8620 | HILCO Electric Cooperative, Inc. | ERCO | AC | 11.778 | . | . | . | 11.778 | 1202 | . | . | . | 1202 | . | . | . | . | 0 | . | . | . | . | 0 | . | . | . | . | 0 | . | . | . | . | 0 | . | . | . | . | 0 | . | . | . | . | 0 | . | . | . | . | 0 | . | . | . | . | 0 | . | . | . | . | 0 | . | . | . | . | 0 | . | . | . | . | 0 | 0.039 | . | . | . | 0.039 | 18 | . | . | . | 18 | . | . | . | . | 0 | . | . | . | . | 0 | . | . | . | . | 0 | . | . | . | . | 0 | 11.817 | 0 | 0 | 0 | 11.817 | 1220 | 0 | 0 | 0 | 1220 | 0 | 0 | 0 | 0 | 0
2023 | TX | 9590 | Jackson Electric Coop, Inc - (TX) | ERCO | AC | 0.674 | . | . | . | 0.674 | 66 | . | . | . | 66 | . | . | . | . | 0 | . | . | . | . | 0 | . | . | . | . | 0 | . | . | . | . | 0 | . | . | . | . | 0 | . | . | . | . | 0 | . | . | . | . | 0 | . | . | . | . | 0 | . | . | . | . | 0 | . | . | . | . | 0 | . | . | . | . | 0 | . | . | . | . | 0 | . | . | . | . | 0 | . | . | . | . | 0 | . | . | . | . | 0 | . | . | . | . | 0 | . | . | . | . | 0 | 0.674 | 0 | 0 | 0 | 0.674 | 66 | 0 | 0 | 0 | 66 | 0 | 0 | 0 | 0 | 0
2023 | TX | 9668 | Jasper-Newton Elec Coop, Inc | MISO | AC | 0.675 | 0.018 | 0 | 0 | 0.693 | 93 | 1 | 0 | 0 | 94 | . | . | . | . | 0 | . | . | . | . | 0 | . | . | . | . | 0 | . | . | . | . | 0 | . | . | . | . | 0 | . | . | . | . | 0 | . | . | . | . | 0 | . | . | . | . | 0 | . | . | . | . | 0 | . | . | . | . | 0 | . | . | . | . | 0 | . | . | . | . | 0 | . | . | . | . | 0 | . | . | . | . | 0 | . | . | . | . | 0 | . | . | . | . | 0 | . | . | . | . | 0 | 0.675 | 0.018 | 0 | 0 | 0.693 | 93 | 1 | 0 | 0 | 94 | 0 | 0 | 0 | 0 | 0
2023 | TX | 10009 | Karnes Electric Coop Inc | ERCO | AC | 1.341 | 0.267 | . | . | 1.608 | 121 | 4 | . | . | 125 | . | . | . | . | 0 | . | . | . | . | 0 | . | . | . | . | 0 | . | . | . | . | 0 | . | . | . | . | 0 | . | . | . | . | 0 | . | . | . | . | 0 | . | . | . | . | 0 | . | . | . | . | 0 | . | . | . | . | 0 | . | . | . | . | 0 | 0.022 | 0.002 | . | . | 0.024 | 6 | 1 | . | . | 7 | . | . | . | . | 0 | . | . | . | . | 0 | . | . | . | . | 0 | . | . | . | . | 0 | 1.363 | 0.269 | 0 | 0 | 1.632 | 127 | 5 | 0 | 0 | 132 | 0 | 0 | 0 | 0 | 0
2023 | TX | 11014 | Lighthouse Electric Coop, Inc | ERCO | AC | 0.25 | . | . | . | 0.25 | 15 | . | . | . | 15 | . | . | . | . | 0 | . | . | . | . | 0 | . | . | . | . | 0 | . | . | . | . | 0 | . | . | . | . | 0 | . | . | . | . | 0 | . | . | . | . | 0 | . | . | . | . | 0 | . | . | . | . | 0 | . | . | . | . | 0 | . | . | . | . | 0 | 0.01 | . | . | . | 0.01 | 1 | . | . | . | 1 | . | . | . | . | 0 | . | . | . | . | 0 | . | . | . | . | 0 | . | . | . | . | 0 | 0.26 | 0 | 0 | 0 | 0.26 | 16 | 0 | 0 | 0 | 16 | 0 | 0 | 0 | 0 | 0
2023 | TX | 11292 | City of Lubbock - (TX) | ERCO | AC | 12.2 | 0.15 | . | . | 12.35 | 1652 | 7 | . | . | 1659 | . | . | . | . | 0 | . | . | . | . | 0 | . | . | . | . | 0 | . | . | . | . | 0 | . | . | . | . | 0 | . | . | . | . | 0 | . | . | . | . | 0 | . | . | . | . | 0 | . | . | . | . | 0 | . | . | . | . | 0 | . | . | . | . | 0 | . | . | . | . | 0 | . | . | . | . | 0 | . | . | . | . | 0 | . | . | . | . | 0 | . | . | . | . | 0 | . | . | . | . | 0 | 12.2 | 0.15 | 0 | 0 | 12.35 | 1652 | 7 | 0 | 0 | 1659 | 0 | 0 | 0 | 0 | 0
2023 | TX | 11501 | Magic Valley Electric Coop Inc | ERCO | AC | 15.898 | 1.012 | . | . | 16.91 | 1905 | 62 | . | . | 1967 | . | . | . | . | 0 | . | . | . | . | 0 | . | . | . | . | 0 | . | . | . | . | 0 | . | . | . | . | 0 | . | . | . | . | 0 | . | . | . | . | 0 | . | . | . | . | 0 | . | . | . | . | 0 | . | . | . | . | 0 | . | . | . | . | 0 | 0.011 | 0.033 | . | . | 0.044 | 4 | 6 | . | . | 10 | . | . | . | . | 0 | . | . | . | . | 0 | . | . | . | . | 0 | . | . | . | . | 0 | 15.909 | 1.045 | 0 | 0 | 16.954 | 1909 | 68 | 0 | 0 | 1977 | 0 | 0 | 0 | 0 | 0
2023 | TX | 12268 | Medina Electric Coop, Inc | ERCO | AC | 3.391 | . | . | . | 3.391 | 302 | . | . | . | 302 | . | . | . | . | 0 | . | . | . | . | 0 | . | . | . | . | 0 | . | . | . | . | 0 | . | . | . | . | 0 | . | . | . | . | 0 | . | . | . | . | 0 | . | . | . | . | 0 | . | . | . | . | 0 | . | . | . | . | 0 | . | . | . | . | 0 | 0.084 | . | . | . | 0.084 | 27 | . | . | . | 27 | . | . | . | . | 0 | . | . | . | . | 0 | . | . | . | . | 0 | . | . | . | . | 0 | 3.475 | 0 | 0 | 0 | 3.475 | 329 | 0 | 0 | 0 | 329 | 0 | 0 | 0 | 0 | 0
2023 | TX | 12452 | Mid-South Electric Coop Assn | ERCO | AC | 4.66 | 0.06 | . | . | 4.72 | 409 | 4 | . | . | 413 | . | . | . | . | 0 | . | . | . | . | 0 | . | . | . | . | 0 | 1.944 | . | . | . | 1.944 | 395 | . | . | . | 395 | . | . | . | . | 0 | . | . | . | . | 0 | . | . | . | . | 0 | . | . | . | . | 0 | . | . | . | . | 0 | . | . | . | . | 0 | . | . | . | . | 0 | . | . | . | . | 0 | . | . | . | . | 0 | . | . | . | . | 0 | . | . | . | . | 0 | . | . | . | . | 0 | 6.604 | 0.06 | 0 | 0 | 6.664 | 804 | 4 | 0 | 0 | 808 | 0 | 0 | 0 | 0 | 0
2023 | TX | 13332 | Navarro County Elec Coop, Inc | ERCO | AC | 3.372 | 0.002 | . | . | 3.374 | 302 | 1 | . | . | 303 | . | . | . | . | 0 | . | . | . | . | 0 | . | . | . | . | 0 | . | . | . | . | 0 | . | . | . | . | 0 | . | . | . | . | 0 | . | . | . | . | 0 | . | . | . | . | 0 | . | . | . | . | 0 | . | . | . | . | 0 | . | . | . | . | 0 | 0.005 | . | . | . | 0.005 | 4 | . | . | . | 4 | . | . | . | . | 0 | . | . | . | . | 0 | . | . | . | . | 0 | . | . | . | . | 0 | 3.377 | 0.002 | 0 | 0 | 3.379 | 306 | 1 | 0 | 0 | 307 | 0 | 0 | 0 | 0 | 0
2023 | TX | 13418 | City of New Braunfels - (TX) | ERCO | AC | 6.815 | 1.601 | . | . | 8.416 | 999 | 12 | . | . | 1011 | . | . | . | . | 0 | . | . | . | . | 0 | . | . | . | . | 0 | . | . | . | . | 0 | . | . | . | . | 0 | 0.256 | . | . | . | 0.256 | 42 | . | . | . | 42 | 0.692 | . | . | . | 0.692 | . | . | . | . | 0 | . | . | . | . | 0 | . | . | . | . | 0 | 0.002 | . | . | . | 0.002 | 1 | . | . | . | 1 | . | . | . | . | 0 | . | . | . | . | 0 | . | . | . | . | 0 | . | . | . | . | 0 | 6.817 | 1.601 | 0 | 0 | 8.418 | 1000 | 12 | 0 | 0 | 1012 | 0 | 0 | 0 | 0 | 0
2023 | TX | 13757 | North Plains Electric Coop Inc | SWPP | AC | 0.073 | . | . | . | 0.073 | 9 | . | . | . | 9 | . | . | . | . | 0 | . | . | . | . | 0 | . | . | . | . | 0 | . | . | . | . | 0 | . | . | . | . | 0 | . | . | . | . | 0 | . | . | . | . | 0 | . | . | . | . | 0 | . | . | . | . | 0 | . | . | . | . | 0 | . | . | . | . | 0 | . | . | . | . | 0 | . | . | . | . | 0 | . | . | . | . | 0 | . | . | . | . | 0 | . | . | . | . | 0 | . | . | . | . | 0 | 0.073 | 0 | 0 | 0 | 0.073 | 9 | 0 | 0 | 0 | 9 | 0 | 0 | 0 | 0 | 0
2023 | TX | 14626 | Pedernales Electric Coop, Inc | ERCO | DC | 84.803 | 3.403 | . | . | 88.206 | 10385 | 87 | . | . | 10472 | . | . | . | . | 0 | . | . | . | . | 0 | . | . | . | . | 0 | . | . | . | . | 0 | . | . | . | . | 0 | 5.418 | 0.007 | . | . | 5.425 | 512 | 2 | . | . | 514 | . | . | . | . | 0 | 0.247 | . | . | . | 0.247 | 22 | . | . | . | 22 | . | . | . | . | 0 | 0.01 | . | . | . | 0.01 | 4 | . | . | . | 4 | . | . | . | . | 0 | . | . | . | . | 0 | . | . | . | . | 0 | . | . | . | . | 0 | 84.813 | 3.403 | 0 | 0 | 88.216 | 10389 | 87 | 0 | 0 | 10476 | 0 | 0 | 0 | 0 | 0
2023 | TX | 16057 | Rio Grande Electric Coop, Inc | ERCO | DC | 1.414 | 0.099 | 0.05 | 0 | 1.563 | 93 | 4 | 2 | 0 | 99 | 24.628 | 1.171 | 0.005 | 0 | 25.804 | . | . | . | . | 0 | . | . | . | . | 0 | . | . | . | . | 0 | . | . | . | . | 0 | . | . | . | . | 0 | . | . | . | . | 0 | . | . | . | . | 0 | . | . | . | . | 0 | . | . | . | . | 0 | . | . | . | . | 0 | 0.008 | . | . | . | 0.008 | 3 | . | . | . | 3 | 0 | . | . | . | 0 | . | . | . | . | 0 | . | . | . | . | 0 | . | . | . | . | 0 | 1.422 | 0.099 | 0.05 | 0 | 1.571 | 96 | 4 | 2 | 0 | 102 | 24.628 | 1.171 | 0.005 | 0 | 25.804
2023 | TX | 16063 | Rita Blanca Electric Coop, Inc | SWPP | AC | 0.086 | . | . | . | 0.086 | 8 | . | . | . | 8 | . | . | . | . | 0 | . | . | . | . | 0 | . | . | . | . | 0 | . | . | . | . | 0 | . | . | . | . | 0 | . | . | . | . | 0 | . | . | . | . | 0 | . | . | . | . | 0 | . | . | . | . | 0 | . | . | . | . | 0 | . | . | . | . | 0 | . | . | . | . | 0 | . | . | . | . | 0 | . | . | . | . | 0 | . | . | . | . | 0 | . | . | . | . | 0 | . | . | . | . | 0 | 0.086 | 0 | 0 | 0 | 0.086 | 8 | 0 | 0 | 0 | 8 | 0 | 0 | 0 | 0 | 0
2023 | TX | 16146 | Navasota Valley Elec Coop, Inc | ERCO | DC | 1.965 | 0.278 | . | . | 2.243 | 194 | 4 | . | . | 198 | . | . | . | . | 0 | . | . | . | . | 0 | . | . | . | . | 0 | . | . | . | . | 0 | . | . | . | . | 0 | . | . | . | . | 0 | . | . | . | . | 0 | . | . | . | . | 0 | . | . | . | . | 0 | . | . | . | . | 0 | . | . | . | . | 0 | 0.013 | . | . | . | 0.013 | 6 | . | . | . | 6 | . | . | . | . | 0 | 0.338 | 0.073 | . | . | 0.411 | 60 | 2 | . | . | 62 | . | . | . | . | 0 | 2.316 | 0.351 | 0 | 0 | 2.667 | 260 | 6 | 0 | 0 | 266 | 0 | 0 | 0 | 0 | 0
2023 | TX | 16461 | Rusk County Electric Coop, Inc | SWPP | AC | 1.504 | . | . | . | 1.504 | 139 | . | . | . | 139 | 678.018 | . | . | . | 678.018 | . | . | . | . | 0 | . | . | . | . | 0 | . | . | . | . | 0 | . | . | . | . | 0 | . | . | . | . | 0 | . | . | . | . | 0 | . | . | . | . | 0 | . | . | . | . | 0 | . | . | . | . | 0 | . | . | . | . | 0 | 0.016 | . | . | . | 0.016 | 1 | . | . | . | 1 | 4.345 | . | . | . | 4.345 | . | . | . | . | 0 | . | . | . | . | 0 | . | . | . | . | 0 | 1.52 | 0 | 0 | 0 | 1.52 | 140 | 0 | 0 | 0 | 140 | 682.363 | 0 | 0 | 0 | 682.363
2023 | TX | 16604 | City of San Antonio - (TX) | ERCO | DC | 365.824 | 117.611 | . | . | 483.435 | 43084 | 854 | . | . | 43938 | . | . | . | . | 0 | . | . | . | . | 0 | . | . | . | . | 0 | . | . | . | . | 0 | . | . | . | . | 0 | . | . | . | . | 0 | . | . | . | . | 0 | . | . | . | . | 0 | . | . | . | . | 0 | . | . | . | . | 0 | . | . | . | . | 0 | . | . | . | . | 0 | . | . | . | . | 0 | . | . | . | . | 0 | . | . | . | . | 0 | . | . | . | . | 0 | . | . | . | . | 0 | 365.824 | 117.611 | 0 | 0 | 483.435 | 43084 | 854 | 0 | 0 | 43938 | 0 | 0 | 0 | 0 | 0
2023 | TX | 16627 | San Patricio Electric Coop Inc | ERCO | AC | 0.772 | . | . | . | 0.772 | 77 | . | . | . | 77 | . | . | . | . | 0 | . | . | . | . | 0 | . | . | . | . | 0 | . | . | . | . | 0 | . | . | . | . | 0 | . | . | . | . | 0 | . | . | . | . | 0 | . | . | . | . | 0 | . | . | . | . | 0 | . | . | . | . | 0 | . | . | . | . | 0 | 0.001 | . | . | . | 0.001 | 1 | . | . | . | 1 | . | . | . | . | 0 | . | . | . | . | 0 | . | . | . | . | 0 | . | . | . | . | 0 | 0.773 | 0 | 0 | 0 | 0.773 | 78 | 0 | 0 | 0 | 78 | 0 | 0 | 0 | 0 | 0
2023 | TX | 16638 | San Bernard Electric Coop, Inc | ERCO | AC | . | . | . | . | 0 | . | . | . | . | 0 | . | . | . | . | 0 | . | . | . | . | 0 | . | . | . | . | 0 | 4.076 | . | . | . | 4.076 | 335 | . | . | . | 335 | . | . | . | . | 0 | . | . | . | . | 0 | . | . | . | . | 0 | . | . | . | . | 0 | . | . | . | . | 0 | . | . | . | . | 0 | 0.007 | . | . | . | 0.007 | 2 | . | . | . | 2 | . | . | . | . | 0 | . | . | . | . | 0 | . | . | . | . | 0 | . | . | . | . | 0 | 4.083 | 0 | 0 | 0 | 4.083 | 337 | 0 | 0 | 0 | 337 | 0 | 0 | 0 | 0 | 0
2023 | TX | 17561 | South Plains Electric Coop Inc | ERCO | DC | 0.15 | . | . | . | 0.15 | 15 | . | . | . | 15 | . | . | . | . | 0 | . | . | . | . | 0 | . | . | . | . | 0 | . | . | . | . | 0 | . | . | . | . | 0 | . | . | . | . | 0 | . | . | . | . | 0 | . | . | . | . | 0 | . | . | . | . | 0 | . | . | . | . | 0 | . | . | . | . | 0 | . | . | . | . | 0 | . | . | . | . | 0 | . | . | . | . | 0 | . | . | . | . | 0 | . | . | . | . | 0 | . | . | . | . | 0 | 0.15 | 0 | 0 | 0 | 0.15 | 15 | 0 | 0 | 0 | 15 | 0 | 0 | 0 | 0 | 0
2023 | TX | 17561 | South Plains Electric Coop Inc | SWPP | DC | 0.914 | 0.02 | . | . | 0.934 | 925 | 7 | . | . | 932 | . | . | . | . | 0 | . | . | . | . | 0 | . | . | . | . | 0 | . | . | . | . | 0 | . | . | . | . | 0 | . | . | . | . | 0 | . | . | . | . | 0 | . | . | . | . | 0 | . | . | . | . | 0 | . | . | . | . | 0 | . | . | . | . | 0 | . | . | . | . | 0 | . | . | . | . | 0 | . | . | . | . | 0 | . | . | . | . | 0 | . | . | . | . | 0 | . | . | . | . | 0 | 0.914 | 0.02 | 0 | 0 | 0.934 | 925 | 7 | 0 | 0 | 932 | 0 | 0 | 0 | 0 | 0
2023 | TX | 17671 | Southwest Arkansas E C C | MISO | AC | 0.038 | . | . | . | 0.038 | 4 | . | . | . | 4 | . | . | . | . | 0 | . | . | . | . | 0 | . | . | . | . | 0 | . | . | . | . | 0 | . | . | . | . | 0 | . | . | . | . | 0 | . | . | . | . | 0 | . | . | . | . | 0 | . | . | . | . | 0 | . | . | . | . | 0 | . | . | . | . | 0 | . | . | . | . | 0 | . | . | . | . | 0 | . | . | . | . | 0 | . | . | . | . | 0 | . | . | . | . | 0 | . | . | . | . | 0 | 0.038 | 0 | 0 | 0 | 0.038 | 4 | 0 | 0 | 0 | 4 | 0 | 0 | 0 | 0 | 0
2023 | TX | 18976 | Trinity Valley Elec Coop Inc | ERCO | AC | 15.126 | 0.165 | . | . | 15.291 | 1551 | 4 | . | . | 1555 | 8984.099 | 15.88 | . | . | 8999.979 | . | . | . | . | 0 | . | . | . | . | 0 | . | . | . | . | 0 | . | . | . | . | 0 | . | . | . | . | 0 | . | . | . | . | 0 | . | . | . | . | 0 | . | . | . | . | 0 | . | . | . | . | 0 | . | . | . | . | 0 | 0.062 | 0.01 | . | . | 0.072 | 24 | 1 | . | . | 25 | . | . | . | . | 0 | . | . | . | . | 0 | . | . | . | . | 0 | . | . | . | . | 0 | 15.188 | 0.175 | 0 | 0 | 15.363 | 1575 | 5 | 0 | 0 | 1580 | 8984.099 | 15.88 | 0 | 0 | 8999.979
2023 | TX | 19159 | Tri-County Electric Coop, Inc (TX) | ERCO | AC | 24.683 | . | . | . | 24.683 | 2571 | . | . | . | 2571 | . | . | . | . | 0 | . | . | . | . | 0 | . | . | . | . | 0 | . | . | . | . | 0 | . | . | . | . | 0 | 0.763 | . | . | . | 0.763 | 45 | . | . | . | 45 | . | . | . | . | 0 | . | . | . | . | 0 | . | . | . | . | 0 | . | . | . | . | 0 | 0.034 | . | . | . | 0.034 | 33 | . | . | . | 33 | . | . | . | . | 0 | . | . | . | . | 0 | . | . | . | . | 0 | . | . | . | . | 0 | 24.717 | 0 | 0 | 0 | 24.717 | 2604 | 0 | 0 | 0 | 2604 | 0 | 0 | 0 | 0 | 0
2023 | TX | 19160 | Tri-County Electric Coop, Inc (OK) | SWPP | DC | 0.005 | . | . | . | 0.005 | 1 | . | . | . | 1 | . | . | . | . | 0 | . | . | . | . | 0 | . | . | . | . | 0 | 0.002 | . | . | . | 0.002 | 3 | . | . | . | 3 | . | . | . | . | 0 | . | . | . | . | 0 | . | . | . | . | 0 | . | . | . | . | 0 | . | . | . | . | 0 | . | . | . | . | 0 | . | . | . | . | 0 | . | . | . | . | 0 | . | . | . | . | 0 | . | . | . | . | 0 | . | . | . | . | 0 | . | . | . | . | 0 | 0.007 | 0 | 0 | 0 | 0.007 | 4 | 0 | 0 | 0 | 4 | 0 | 0 | 0 | 0 | 0
2023 | TX | 19490 | United Electric Coop Service Inc - (TX) | ERCO | DC | 24.105 | 0.746 | . | . | 24.851 | 2018 | 32 | . | . | 2050 | 13544.565 | 542.336 | . | . | 14086.901 | . | . | . | . | 0 | . | . | . | . | 0 | . | . | . | . | 0 | . | . | . | . | 0 | 1.314 | 0.211 | . | . | 1.525 | 127 | 2 | . | . | 129 | . | . | . | . | 0 | . | . | . | . | 0 | . | . | . | . | 0 | . | . | . | . | 0 | 0.124 | 0.017 | . | . | 0.141 | 32 | 4 | . | . | 36 | 0 | 0 | . | . | 0 | . | . | . | . | 0 | . | . | . | . | 0 | . | . | . | . | 0 | 24.229 | 0.763 | 0 | 0 | 24.992 | 2050 | 36 | 0 | 0 | 2086 | 13544.565 | 542.336 | 0 | 0 | 14086.901
2023 | TX | 19579 | Upshur Rural Elec Coop Corp | SWPP | AC | 3.552 | . | . | . | 3.552 | 338 | . | . | . | 338 | 1908.633 | . | . | . | 1908.633 | . | . | . | . | 0 | . | . | . | . | 0 | . | . | . | . | 0 | . | . | . | . | 0 | . | . | . | . | 0 | . | . | . | . | 0 | . | . | . | . | 0 | . | . | . | . | 0 | . | . | . | . | 0 | . | . | . | . | 0 | . | . | . | . | 0 | . | . | . | . | 0 | . | . | . | . | 0 | . | . | . | . | 0 | . | . | . | . | 0 | . | . | . | . | 0 | 3.552 | 0 | 0 | 0 | 3.552 | 338 | 0 | 0 | 0 | 338 | 1908.633 | 0 | 0 | 0 | 1908.633
2023 | TX | 19806 | Victoria Electric Coop, Inc | ERCO | DC | 1.35 | 0.01 | 0 | 0 | 1.36 | 118 | 1 | 0 | 0 | 119 | 689.131 | 1.4 | 0 | 0 | 690.531 | 0 | 0 | 0 | 0 | 0 | 0 | 0 | 0 | 0 | 0 | 0 | 0 | 0 | 0 | 0 | 0 | 0 | 0 | 0 | 0 | 0 | 0 | 0 | 0 | 0 | 0 | 0 | 0 | 0 | 0 | 0 | 0 | 0 | 0 | 0 | 0 | 19.8 | 0 | 0 | 19.8 | 0 | 2 | 0 | 0 | 2 | 0 | 0 | 0 | 0 | 0 | 0.025 | 0.006 | 0 | 0 | 0.031 | 4 | 1 | 0 | 0 | 5 | 3.139 | 0 | 0 | 0 | 3.139 | 0 | 0 | 0 | 0 | 0 | 0 | 0 | 0 | 0 | 0 | 0 | 0 | 0 | 0 | 0 | 1.375 | 0.016 | 0 | 0 | 1.391 | 122 | 2 | 0 | 0 | 124 | 692.27 | 1.4 | 0 | 0 | 693.67
2023 | TX | 20230 | Weatherford Mun Utility System | ERCO | AC | 1.396 | 0.18 | . | . | 1.576 | 164 | 5 | . | . | 169 | . | . | . | . | 0 | . | . | . | . | 0 | . | . | . | . | 0 | . | . | . | . | 0 | . | . | . | . | 0 | . | . | . | . | 0 | . | . | . | . | 0 | . | . | . | . | 0 | . | . | . | . | 0 | . | . | . | . | 0 | . | . | . | . | 0 | 0.002 | . | . | . | 0.002 | 1 | . | . | . | 1 | . | . | . | . | 0 | . | . | . | . | 0 | . | . | . | . | 0 | . | . | . | . | 0 | 1.398 | 0.18 | 0 | 0 | 1.578 | 165 | 5 | 0 | 0 | 170 | 0 | 0 | 0 | 0 | 0
2023 | TX | 20948 | Wise Electric Coop Inc | ERCO | AC | . | . | . | . | 0 | . | . | . | . | 0 | . | . | . | . | 0 | . | . | . | . | 0 | . | . | . | . | 0 | 7.461 | 0.53 | . | . | 7.991 | 646 | 47 | . | . | 693 | . | . | . | . | 0 | . | . | . | . | 0 | . | . | . | . | 0 | . | . | . | . | 0 | . | . | . | . | 0 | . | . | . | . | 0 | 0.054 | . | . | . | 0.054 | 6 | . | . | . | 6 | . | . | . | . | 0 | . | . | . | . | 0 | . | . | . | . | 0 | . | . | . | . | 0 | 7.515 | 0.53 | 0 | 0 | 8.045 | 652 | 47 | 0 | 0 | 699 | 0 | 0 | 0 | 0 | 0
2023 | TX | 28604 | Kerrville Public Utility Board | ERCO | DC | 1.183 | 5.23 | . | . | 6.413 | 144 | 21 | . | . | 165 | . | . | . | . | 0 | . | . | . | . | 0 | . | . | . | . | 0 | . | . | . | . | 0 | . | . | . | . | 0 | . | . | . | . | 0 | . | . | . | . | 0 | . | . | . | . | 0 | . | . | . | . | 0 | . | . | . | . | 0 | . | . | . | . | 0 | . | . | . | . | 0 | . | . | . | . | 0 | . | . | . | . | 0 | . | . | . | . | 0 | . | . | . | . | 0 | . | . | . | . | 0 | 1.183 | 5.23 | 0 | 0 | 6.413 | 144 | 21 | 0 | 0 | 165 | 0 | 0 | 0 | 0 | 0
2023 | TX | 28978 | City of San Marcos - (TX) | ERCO | DC | 0.67 | 4.081 | . | . | 4.751 | 114 | 13 | . | . | 127 | 294.872 | 375.73 | . | . | 670.602 | . | . | . | . | 0 | . | . | . | . | 0 | . | . | . | . | 0 | . | . | . | . | 0 | . | . | . | . | 0 | . | . | . | . | 0 | . | . | . | . | 0 | . | . | . | . | 0 | . | . | . | . | 0 | . | . | . | . | 0 | . | . | . | . | 0 | . | . | . | . | 0 | . | . | . | . | 0 | . | . | . | . | 0 | . | . | . | . | 0 | . | . | . | . | 0 | 0.67 | 4.081 | 0 | 0 | 4.751 | 114 | 13 | 0 | 0 | 127 | 294.872 | 375.73 | 0 | 0 | 670.602
2023 | TX | 55937 | Entergy Texas Inc. | MISO | DC | 45.953 | 1.031 | 0.236 | . | 47.22 | 4718 | 39 | 11 | . | 4768 | . | . | . | . | 0 | . | . | . | . | 0 | . | . | . | . | 0 | . | . | . | . | 0 | . | . | . | . | 0 | . | . | . | . | 0 | . | . | . | . | 0 | . | . | . | . | 0 | . | . | . | . | 0 | . | . | . | . | 0 | . | . | . | . | 0 | 0.008 | . | . | . | 0.008 | 3 | . | . | . | 3 | . | . | . | . | 0 | . | . | . | . | 0 | . | . | . | . | 0 | . | . | . | . | 0 | 45.961 | 1.031 | 0.236 | 0 | 47.228 | 4721 | 39 | 11 | 0 | 4771 | 0 | 0 | 0 | 0 | 0
2023 | TX | 55982 | Heart of Texas Electric Coop | ERCO | AC | 4.242 | . | . | . | 4.242 | 303 | . | . | . | 303 | . | . | . | . | 0 | . | . | . | . | 0 | . | . | . | . | 0 | . | . | . | . | 0 | . | . | . | . | 0 | . | . | . | . | 0 | . | . | . | . | 0 | . | . | . | . | 0 | . | . | . | . | 0 | . | . | . | . | 0 | . | . | . | . | 0 | 0.027 | . | . | . | 0.027 | 7 | . | . | . | 7 | . | . | . | . | 0 | . | . | . | . | 0 | . | . | . | . | 0 | . | . | . | . | 0 | 4.269 | 0 | 0 | 0 | 4.269 | 310 | 0 | 0 | 0 | 310 | 0 | 0 | 0 | 0 | 0
2023 | TX | 65610 | Ammper Power LLC | ERCO | AC | 0 | 0.2 | 0 | 0 | 0.2 | 0 | 2 | 0 | 0 | 2 | 0 | 22.9 | 0 | 0 | 22.9 | 0 | 0 | 0 | 0 | 0 | 0 | 0 | 0 | 0 | 0 | 0 | 0 | 0 | 0 | 0 | 0 | 0 | 0 | 0 | 0 | 0 | 0 | 0 | 0 | 0 | 0 | 0 | 0 | 0 | 0 | 0 | 0 | 0 | 0 | 0 | 0 | 0 | 0 | 0 | 0 | 0 | 0 | 0 | 0 | 0 | 0 | 0 | 0 | 0 | 0 | 0 | 0 | 0 | 0 | 0 | 0 | 0 | 0 | 0 | 0 | 0 | 0 | 0 | 0 | 0 | 0 | 0.4 | 0 | 0 | 0.4 | 0 | 1 | 0 | 0 | 1 | 0 | 19.53 | 0 | 0 | 19.53 | 0 | 0.6 | 0 | 0 | 0.6 | 0 | 3 | 0 | 0 | 3 | 0 | 42.43 | 0 | 0 | 42.43
2023 | TX | 99999 | State Adjustment | ERCO |  | -96.979 | -23.179 | -0.03 | . | -120.188 | . | . | . | . | . | . | . | . | . | . | . | . | . | . | . | . | . | . | . | . | . | . | . | . | . | . | . | . | . | . | . | . | . | . | . | . | . | . | . | . | . | . | . | . | . | . | . | . | . | . | . | . | . | . | . | . | . | . | . | . | . | . | . | . | . | . | . | . | . | . | . | . | . | . | . | . | . | . | . | . | . | . | . | . | . | . | . | . | . | . | -96.979 | -23.179 | -0.03 | . | -120.188 | . | . | . | . | . | . | . | . | . | .
2023 | TX | 99999 | State Adjustment | MISO |  | -8.014 | -0.18 | -0.041 | . | -8.235 | . | . | . | . | . | . | . | . | . | . | . | . | . | . | . | . | . | . | . | . | . | . | . | . | . | . | . | . | . | . | . | . | . | . | . | . | . | . | . | . | . | . | . | . | . | . | . | . | . | . | . | . | . | . | . | . | . | . | . | . | . | . | . | . | . | . | . | . | . | . | . | . | . | . | . | . | . | . | . | . | . | . | . | . | . | . | . | . | . | . | -8.014 | -0.18 | -0.041 | . | -8.235 | . | . | . | . | . | . | . | . | . | .
2023 | TX | 99999 | State Adjustment | SWPP |  | -0.16 | -0.003 | . | . | -0.164 | . | . | . | . | . | . | . | . | . | . | . | . | . | . | . | . | . | . | . | . | . | . | . | . | . | . | . | . | . | . | . | . | . | . | . | . | . | . | . | . | . | . | . | . | . | . | . | . | . | . | . | . | . | . | . | . | . | . | . | . | . | . | . | . | . | . | . | . | . | . | . | . | . | . | . | . | . | . | . | . | . | . | . | . | . | . | . | . | . | . | -0.16 | -0.003 | . | . | -0.164 | . | . | . | . | . | . | . | . | . | .
2023 | UT | 2010 | City of Bountiful | PACE | DC | 1.787 | 0.086 | . | . | 1.873 | 257 | 6 | . | . | 263 | . | . | . | . | 0 | . | . | . | . | 0 | . | . | . | . | 0 | . | . | . | . | 0 | . | . | . | . | 0 | . | . | . | . | 0 | . | . | . | . | 0 | . | . | . | . | 0 | . | . | . | . | 0 | . | . | . | . | 0 | . | . | . | . | 0 | . | . | . | . | 0 | . | . | . | . | 0 | . | . | . | . | 0 | . | . | . | . | 0 | . | . | . | . | 0 | . | . | . | . | 0 | 1.787 | 0.086 | 0 | 0 | 1.873 | 257 | 6 | 0 | 0 | 263 | 0 | 0 | 0 | 0 | 0
2023 | UT | 5862 | Empire Electric Assn, Inc | WACM | AC | 0.111 | 0.012 | . | . | 0.123 | 21 | 2 | . | . | 23 | . | . | . | . | 0 | . | . | . | . | 0 | . | . | . | . | 0 | . | . | . | . | 0 | . | . | . | . | 0 | . | . | . | . | 0 | . | . | . | . | 0 | . | . | . | . | 0 | . | . | . | . | 0 | . | . | . | . | 0 | . | . | . | . | 0 | . | . | . | . | 0 | . | . | . | . | 0 | . | . | . | . | 0 | . | . | . | . | 0 | . | . | . | . | 0 | . | . | . | . | 0 | 0.111 | 0.012 | 0 | 0 | 0.123 | 21 | 2 | 0 | 0 | 23 | 0 | 0 | 0 | 0 | 0
2023 | UT | 6957 | Garkane Energy Coop, Inc | WACM | DC | 1.724 | 0.804 | 0 | 0 | 2.528 | 212 | 21 | 0 | 0 | 233 | . | . | . | . | 0 | . | . | . | . | 0 | . | . | . | . | 0 | . | . | . | . | 0 | . | . | . | . | 0 | . | . | . | . | 0 | . | . | . | . | 0 | . | . | . | . | 0 | . | . | . | . | 0 | . | . | . | . | 0 | . | . | . | . | 0 | 0.009 | 0.02 | . | . | 0.029 | 2 | 1 | . | . | 3 | . | . | . | . | 0 | . | . | . | . | 0 | . | . | . | . | 0 | . | . | . | . | 0 | 1.733 | 0.824 | 0 | 0 | 2.557 | 214 | 22 | 0 | 0 | 236 | 0 | 0 | 0 | 0 | 0
2023 | UT | 10879 | Lehi City Corporation | PACE | DC | 6.192 | 1.454 | . | . | 7.646 | 872 | 13 | . | . | 885 | . | . | . | . | 0 | . | . | . | . | 0 | . | . | . | . | 0 | . | . | . | . | 0 | . | . | . | . | 0 | . | . | . | . | 0 | . | . | . | . | 0 | . | . | . | . | 0 | . | . | . | . | 0 | . | . | . | . | 0 | . | . | . | . | 0 | . | 0.008 | . | . | 0.008 | . | 3 | . | . | 3 | . | . | . | . | 0 | . | . | . | . | 0 | . | . | . | . | 0 | . | . | . | . | 0 | 6.192 | 1.462 | 0 | 0 | 7.654 | 872 | 16 | 0 | 0 | 888 | 0 | 0 | 0 | 0 | 0
2023 | UT | 11135 | City of Logan - (UT) | PACE | DC | 3.56 | 1.39 | . | . | 4.95 | 457 | 35 | . | . | 492 | . | . | . | . | 0 | . | . | . | . | 0 | . | . | . | . | 0 | . | . | . | . | 0 | . | . | . | . | 0 | . | . | . | . | 0 | . | . | . | . | 0 | . | . | . | . | 0 | . | . | . | . | 0 | . | . | . | . | 0 | . | . | . | . | 0 | . | . | . | . | 0 | . | . | . | . | 0 | . | . | . | . | 0 | . | . | . | . | 0 | . | . | . | . | 0 | . | . | . | . | 0 | 3.56 | 1.39 | 0 | 0 | 4.95 | 457 | 35 | 0 | 0 | 492 | 0 | 0 | 0 | 0 | 0
2023 | UT | 12866 | Moon Lake Electric Assn Inc | WACM | AC | 0.611 | 0.046 | 0 | 0 | 0.657 | 77 | 4 | 0 | 0 | 81 | 0 | 0 | 0 | 0 | 0 | 0 | 0 | 0 | 0 | 0 | 0 | 0 | 0 | 0 | 0 | 0 | 0 | 0 | 0 | 0 | 0 | 0 | 0 | 0 | 0 | . | . | . | . | 0 | . | . | . | . | 0 | . | . | . | . | 0 | . | . | . | . | 0 | . | . | . | . | 0 | . | . | . | . | 0 | . | . | . | . | 0 | . | . | . | . | 0 | . | . | . | . | 0 | . | . | . | . | 0 | . | . | . | . | 0 | . | . | . | . | 0 | 0.611 | 0.046 | 0 | 0 | 0.657 | 77 | 4 | 0 | 0 | 81 | 0 | 0 | 0 | 0 | 0
2023 | UT | 13137 | City of Murray - (UT) | PACE | AC | 2.35 | 0.176 | . | . | 2.526 | 374 | 14 | . | . | 388 | . | . | . | . | 0 | . | . | . | . | 0 | . | . | . | . | 0 | . | . | . | . | 0 | . | . | . | . | 0 | . | . | . | . | 0 | . | . | . | . | 0 | . | . | . | . | 0 | . | . | . | . | 0 | . | . | . | . | 0 | . | . | . | . | 0 | . | . | . | . | 0 | . | . | . | . | 0 | . | . | . | . | 0 | . | . | . | . | 0 | . | . | . | . | 0 | . | . | . | . | 0 | 2.35 | 0.176 | 0 | 0 | 2.526 | 374 | 14 | 0 | 0 | 388 | 0 | 0 | 0 | 0 | 0
2023 | UT | 14354 | PacifiCorp | PACE | DC | 477.799 | 89.346 | 10.376 | 0 | 577.521 | 67618 | 1390 | 100 | 0 | 69108 | . | . | . | . | 0 | . | . | . | . | 0 | . | . | . | . | 0 | . | . | . | . | 0 | . | . | . | . | 0 | 49.708 | 1.411 | 0 | 0 | 51.119 | 5909 | 30 | 0 | 0 | 5939 | 128.156 | 3.242 | 0 | 0 | 131.398 | 0.054 | 0 | 0 | 0 | 0.054 | 5 | 0 | 0 | 0 | 5 | 0.123 | 0 | 0 | 0 | 0.123 | 0.15 | 0.031 | 0 | 0 | 0.181 | 45 | 9 | 0 | 0 | 54 | . | . | . | . | 0 | 0.117 | 0.363 | 0.011 | 0 | 0.491 | 19 | 11 | 2 | 0 | 32 | . | . | . | . | 0 | 478.066 | 89.74 | 10.387 | 0 | 578.193 | 67682 | 1410 | 102 | 0 | 69194 | 0 | 0 | 0 | 0 | 0
2023 | UT | 15444 | Provo City Corp | PACE | AC | 7.92 | 0.477 | 0 | 0 | 8.397 | 1155 | 20 | 0 | 0 | 1175 | 5072.254 | 128.055 | 0 | 0 | 5200.309 | . | . | . | . | 0 | . | . | . | . | 0 | . | . | . | . | 0 | . | . | . | . | 0 | . | . | . | . | 0 | . | . | . | . | 0 | . | . | . | . | 0 | . | . | . | . | 0 | . | . | . | . | 0 | . | . | . | . | 0 | . | . | . | . | 0 | . | . | . | . | 0 | . | . | . | . | 0 | . | . | . | . | 0 | . | . | . | . | 0 | . | . | . | . | 0 | 7.92 | 0.477 | 0 | 0 | 8.397 | 1155 | 20 | 0 | 0 | 1175 | 5072.254 | 128.055 | 0 | 0 | 5200.309
2023 | UT | 17732 | Spanish Fork City Corporation | PACE | DC | 4.248 | 0.056 | . | . | 4.304 | 649 | 5 | . | . | 654 | . | . | . | . | 0 | . | . | . | . | 0 | . | . | . | . | 0 | . | . | . | . | 0 | . | . | . | . | 0 | . | . | . | . | 0 | . | . | . | . | 0 | . | . | . | . | 0 | . | . | . | . | 0 | . | . | . | . | 0 | . | . | . | . | 0 | . | . | . | . | 0 | . | . | . | . | 0 | . | . | . | . | 0 | . | . | . | . | 0 | . | . | . | . | 0 | . | . | . | . | 0 | 4.248 | 0.056 | 0 | 0 | 4.304 | 649 | 5 | 0 | 0 | 654 | 0 | 0 | 0 | 0 | 0
2023 | UT | 17845 | City of Springville - (UT) | PACE | AC | 1.835 | 0.587 | . | . | 2.422 | 279 | 3 | . | . | 282 | . | . | . | . | 0 | . | . | . | . | 0 | . | . | . | . | 0 | . | . | . | . | 0 | . | . | . | . | 0 | . | . | . | . | 0 | . | . | . | . | 0 | . | . | . | . | 0 | . | . | . | . | 0 | . | . | . | . | 0 | . | . | . | . | 0 | 0.003 | . | . | . | 0.003 | 1 | . | . | . | 1 | . | . | . | . | 0 | . | . | . | . | 0 | . | . | . | . | 0 | . | . | . | . | 0 | 1.838 | 0.587 | 0 | 0 | 2.425 | 280 | 3 | 0 | 0 | 283 | 0 | 0 | 0 | 0 | 0
2023 | UT | 17874 | City of St George | PACE | DC | 5.934 | 1.523 | 0 | 0 | 7.457 | 733 | 32 | 0 | 0 | 765 | . | . | . | . | 0 | . | . | . | . | 0 | . | . | . | . | 0 | . | . | . | . | 0 | . | . | . | . | 0 | . | . | . | . | 0 | . | . | . | . | 0 | . | . | . | . | 0 | . | . | . | . | 0 | . | . | . | . | 0 | . | . | . | . | 0 | . | . | . | . | 0 | . | . | . | . | 0 | . | . | . | . | 0 | . | . | . | . | 0 | . | . | . | . | 0 | . | . | . | . | 0 | 5.934 | 1.523 | 0 | 0 | 7.457 | 733 | 32 | 0 | 0 | 765 | 0 | 0 | 0 | 0 | 0
2023 | UT | 18206 | Strawberry Electric Serv Dist | PACE | AC | 1.379 | 0.03 | 0 | 0 | 1.409 | 201 | 3 | 0 | 0 | 204 | 726.393 | 3.764 | 0 | 0 | 730.157 | . | . | . | . | 0 | . | . | . | . | 0 | . | . | . | . | 0 | . | . | . | . | 0 | . | . | . | . | 0 | . | . | . | . | 0 | . | . | . | . | 0 | . | . | . | . | 0 | . | . | . | . | 0 | . | . | . | . | 0 | 0.026 | . | . | . | 0.026 | 10 | . | . | . | 10 | 0 | . | . | . | 0 | . | . | . | . | 0 | . | . | . | . | 0 | . | . | . | . | 0 | 1.405 | 0.03 | 0 | 0 | 1.435 | 211 | 3 | 0 | 0 | 214 | 726.393 | 3.764 | 0 | 0 | 730.157
2023 | UT | 40165 | Dixie Escalante R E A, Inc | PACE | DC | 1.67 | 0.475 | . | . | 2.145 | 185 | 4 | . | . | 189 | 1319.9 | . | . | . | 1319.9 | . | . | . | . | 0 | . | . | . | . | 0 | 0.375 | . | . | . | 0.375 | 21 | . | . | . | 21 | . | . | . | . | 0 | . | . | . | . | 0 | . | . | . | . | 0 | . | . | . | . | 0 | . | . | . | . | 0 | . | . | . | . | 0 | . | . | . | . | 0 | . | . | . | . | 0 | . | . | . | . | 0 | . | . | . | . | 0 | . | . | . | . | 0 | . | . | . | . | 0 | 2.045 | 0.475 | 0 | 0 | 2.52 | 206 | 4 | 0 | 0 | 210 | 1319.9 | 0 | 0 | 0 | 1319.9
2023 | UT | 99999 | State Adjustment | PACE |  | -81.168 | -15.737 | -1.81 | . | -98.714 | . | . | . | . | . | . | . | . | . | . | . | . | . | . | . | . | . | . | . | . | . | . | . | . | . | . | . | . | . | . | . | . | . | . | . | . | . | . | . | . | . | . | . | . | . | . | . | . | . | . | . | . | . | . | . | . | . | . | . | . | . | . | . | . | . | . | . | . | . | . | . | . | . | . | . | . | . | . | . | . | . | . | . | . | . | . | . | . | . | . | -81.168 | -15.737 | -1.81 | . | -98.714 | . | . | . | . | . | . | . | . | . | .
2023 | UT | 99999 | State Adjustment | WACM |  | -0.301 | -0.14 | 0 | . | -0.441 | . | . | . | . | . | . | . | . | . | . | . | . | . | . | . | . | . | . | . | . | . | . | . | . | . | . | . | . | . | . | . | . | . | . | . | . | . | . | . | . | . | . | . | . | . | . | . | . | . | . | . | . | . | . | . | . | . | . | . | . | . | . | . | . | . | . | . | . | . | . | . | . | . | . | . | . | . | . | . | . | . | . | . | . | . | . | . | . | . | . | -0.301 | -0.14 | 0 | . | -0.441 | . | . | . | . | . | . | . | . | . | .
2023 | VA | 84 | A & N Electric Coop | PJM | AC | 1.133 | 0.451 | 0 | 0 | 1.584 | 150 | 27 | 0 | 0 | 177 | 0 | 0 | 0 | 0 | 0 | 0 | 0 | 0 | 0 | 0 | 0 | 0 | 0 | 0 | 0 | 0 | 0 | 0 | 0 | 0 | 0 | 0 | 0 | 0 | 0 | 0 | 0 | 0 | 0 | 0 | 0 | 0 | 0 | 0 | 0 | 0 | 0 | 0 | 0 | 0 | 0 | 0 | 0 | 0 | 0 | 0 | 0 | 0 | 0 | 0 | 0 | 0 | 0 | 0 | 0 | 0.012 | 0.002 | 0 | 0 | 0.014 | 5 | 1 | 0 | 0 | 6 | 0 | 0 | 0 | 0 | 0 | 0 | 0 | 0 | 0 | 0 | 0 | 0 | 0 | 0 | 0 | 0 | 0 | 0 | 0 | 0 | 1.145 | 0.453 | 0 | 0 | 1.598 | 155 | 28 | 0 | 0 | 183 | 0 | 0 | 0 | 0 | 0
2023 | VA | 733 | Appalachian Power Co | PJM | AC | 27.87 | 5.431 | 0.19 | . | 33.491 | 3825 | 158 | 6 | . | 3989 | 17607.236 | 3236.507 | 68.084 | . | 20911.827 | . | . | . | . | 0 | . | . | . | . | 0 | . | 0.945 | . | . | 0.945 | . | 3 | . | . | 3 | 2.912 | 0.09 | . | . | 3.002 | 617 | 10 | . | . | 627 | 6.229 | 0.235 | . | . | 6.464 | . | 0.003 | . | . | 0.003 | . | 1 | . | . | 1 | . | 0.003 | . | . | 0.003 | 0.06 | 0.035 | . | . | 0.095 | 15 | 4 | . | . | 19 | 18.01 | 0.64 | . | . | 18.65 | . | 0.001 | . | . | 0.001 | . | 1 | . | . | 1 | . | 0 | . | . | 0 | 27.93 | 6.412 | 0.19 | 0 | 34.532 | 3840 | 166 | 6 | 0 | 4012 | 17625.246 | 3237.147 | 68.084 | 0 | 20930.477
2023 | VA | 3291 | Central Virginia Electric Coop | PJM | AC | 5.9 | 0.67 | . | . | 6.57 | 759 | 22 | . | . | 781 | . | . | . | . | 0 | . | . | . | . | 0 | . | . | . | . | 0 | . | . | . | . | 0 | . | . | . | . | 0 | . | . | . | . | 0 | . | . | . | . | 0 | . | . | . | . | 0 | . | . | . | . | 0 | . | . | . | . | 0 | . | . | . | . | 0 | 0.01 | . | . | . | 0.01 | 1 | . | . | . | 1 | . | . | . | . | 0 | . | . | . | . | 0 | . | . | . | . | 0 | . | . | . | . | 0 | 5.91 | 0.67 | 0 | 0 | 6.58 | 760 | 22 | 0 | 0 | 782 | 0 | 0 | 0 | 0 | 0
2023 | VA | 4794 | City of Danville - (VA) | PJM | AC | 1.551 | 1.04 | 0 | 0 | 2.591 | 205 | 7 | 0 | 0 | 212 | . | . | . | . | 0 | . | . | . | . | 0 | . | . | . | . | 0 | . | 0.962 | . | . | 0.962 | . | 4 | . | . | 4 | . | . | . | . | 0 | . | . | . | . | 0 | . | . | . | . | 0 | . | . | . | . | 0 | . | . | . | . | 0 | . | . | . | . | 0 | . | . | . | . | 0 | . | . | . | . | 0 | . | . | . | . | 0 | . | . | . | . | 0 | . | . | . | . | 0 | . | . | . | . | 0 | 1.551 | 2.002 | 0 | 0 | 3.553 | 205 | 11 | 0 | 0 | 216 | 0 | 0 | 0 | 0 | 0
2023 | VA | 8198 | City of Harrisonburg - (VA) | PJM | AC | 1.83 | 1.46 | . | . | 3.29 | 283 | 35 | . | . | 318 | 1515.7 | 352.6 | . | . | 1868.3 | . | . | . | . | 0 | . | . | . | . | 0 | . | . | . | . | 0 | . | . | . | . | 0 | . | . | . | . | 0 | . | . | . | . | 0 | . | . | . | . | 0 | . | . | . | . | 0 | . | . | . | . | 0 | . | . | . | . | 0 | . | . | . | . | 0 | . | . | . | . | 0 | . | . | . | . | 0 | . | . | . | . | 0 | . | . | . | . | 0 | . | . | . | . | 0 | 1.83 | 1.46 | 0 | 0 | 3.29 | 283 | 35 | 0 | 0 | 318 | 1515.7 | 352.6 | 0 | 0 | 1868.3
2023 | VA | 10171 | Kentucky Utilities Co | LGEE | DC | 0.489 | 7.044 | 0 | 0 | 7.533 | 56 | 18 | 0 | 0 | 74 | 152.35 | 2054.155 | 0 | . | 2206.505 | . | . | . | . | 0 | . | . | . | . | 0 | . | . | . | . | 0 | . | . | . | . | 0 | 0.114 | 0 | 0 | 0 | 0.114 | 22 | 0 | 0 | 0 | 22 | . | . | . | . | 0 | . | . | . | . | 0 | . | . | . | . | 0 | . | . | . | . | 0 | . | . | . | . | 0 | . | . | . | . | 0 | . | . | . | . | 0 | . | . | . | . | 0 | . | . | . | . | 0 | . | . | . | . | 0 | 0.489 | 7.044 | 0 | 0 | 7.533 | 56 | 18 | 0 | 0 | 74 | 152.35 | 2054.155 | 0 | 0 | 2206.505
2023 | VA | 12260 | Mecklenburg Electric Cooperative | PJM | AC | 1.12 | 0.821 | . | . | 1.941 | 148 | 3 | . | . | 151 | . | . | . | . | 0 | . | . | . | . | 0 | . | . | . | . | 0 | . | . | . | . | 0 | . | . | . | . | 0 | . | . | . | . | 0 | . | . | . | . | 0 | . | . | . | . | 0 | . | . | . | . | 0 | . | . | . | . | 0 | . | . | . | . | 0 | . | . | . | . | 0 | . | . | . | . | 0 | . | . | . | . | 0 | . | . | . | . | 0 | . | . | . | . | 0 | . | . | . | . | 0 | 1.12 | 0.821 | 0 | 0 | 1.941 | 148 | 3 | 0 | 0 | 151 | 0 | 0 | 0 | 0 | 0
2023 | VA | 13640 | Northern Virginia Elec Coop | PJM | AC | 23.73 | 5.77 | 0 | 0 | 29.5 | 2818 | 34 | 0 | 0 | 2852 | 23909.474 | 2566.682 | . | . | 26476.156 | . | . | . | . | 0 | . | . | . | . | 0 | . | . | . | . | 0 | . | . | . | . | 0 | . | . | . | . | 0 | . | . | . | . | 0 | . | . | . | . | 0 | . | . | . | . | 0 | . | . | . | . | 0 | . | . | . | . | 0 | . | . | . | . | 0 | . | . | . | . | 0 | . | . | . | . | 0 | . | . | . | . | 0 | . | . | . | . | 0 | . | . | . | . | 0 | 23.73 | 5.77 | 0 | 0 | 29.5 | 2818 | 34 | 0 | 0 | 2852 | 23909.474 | 2566.682 | 0 | 0 | 26476.156
2023 | VA | 13762 | Northern Neck Elec Coop, Inc | PJM | AC | 2 | 0.016 | . | . | 2.016 | 259 | 4 | . | . | 263 | . | . | . | . | 0 | . | . | . | . | 0 | . | . | . | . | 0 | . | . | . | . | 0 | . | . | . | . | 0 | . | . | . | . | 0 | . | . | . | . | 0 | . | . | . | . | 0 | . | . | . | . | 0 | . | . | . | . | 0 | . | . | . | . | 0 | 0.004 | . | . | . | 0.004 | 2 | . | . | . | 2 | . | . | . | . | 0 | . | . | . | . | 0 | . | . | . | . | 0 | . | . | . | . | 0 | 2.004 | 0.016 | 0 | 0 | 2.02 | 261 | 4 | 0 | 0 | 265 | 0 | 0 | 0 | 0 | 0
2023 | VA | 15410 | Prince George Electric Coop | PJM | AC | 1.1 | . | . | . | 1.1 | 160 | . | . | . | 160 | . | . | . | . | 0 | . | . | . | . | 0 | . | . | . | . | 0 | . | . | . | . | 0 | . | . | . | . | 0 | . | . | . | . | 0 | . | . | . | . | 0 | . | . | . | . | 0 | . | . | . | . | 0 | . | . | . | . | 0 | . | . | . | . | 0 | 0.002 | . | . | . | 0.002 | 1 | . | . | . | 1 | . | . | . | . | 0 | . | . | . | . | 0 | . | . | . | . | 0 | . | . | . | . | 0 | 1.102 | 0 | 0 | 0 | 1.102 | 161 | 0 | 0 | 0 | 161 | 0 | 0 | 0 | 0 | 0
2023 | VA | 16558 | City of Salem - (VA) | PJM | AC | 0.458 | 0.33 | . | . | 0.788 | 75 | 4 | . | . | 79 | . | . | . | . | 0 | . | . | . | . | 0 | . | . | . | . | 0 | . | . | . | . | 0 | . | . | . | . | 0 | . | . | . | . | 0 | . | . | . | . | 0 | . | . | . | . | 0 | . | . | . | . | 0 | . | . | . | . | 0 | . | . | . | . | 0 | . | . | . | . | 0 | . | . | . | . | 0 | . | . | . | . | 0 | . | . | . | . | 0 | . | . | . | . | 0 | . | . | . | . | 0 | 0.458 | 0.33 | 0 | 0 | 0.788 | 75 | 4 | 0 | 0 | 79 | 0 | 0 | 0 | 0 | 0
2023 | VA | 17066 | Shenandoah Valley Elec Coop | PJM | AC | 9.006 | 4.801 | 3.756 | 0 | 17.563 | 1126 | 71 | 23 | 0 | 1220 | . | . | . | . | 0 | . | . | . | . | 0 | . | . | . | . | 0 | . | . | . | . | 0 | . | . | . | . | 0 | . | . | . | . | 0 | . | . | . | . | 0 | . | . | . | . | 0 | . | . | . | . | 0 | . | . | . | . | 0 | . | . | . | . | 0 | 0.034 | . | . | . | 0.034 | 8 | . | . | . | 8 | . | . | . | . | 0 | . | . | . | . | 0 | . | . | . | . | 0 | . | . | . | . | 0 | 9.04 | 4.801 | 3.756 | 0 | 17.597 | 1134 | 71 | 23 | 0 | 1228 | 0 | 0 | 0 | 0 | 0
2023 | VA | 19876 | Virginia Electric & Power Co | PJM | AC | 332.153 | 152.092 | 0.121 | . | 484.366 | 44993 | 1062 | 8 | . | 46063 | . | . | . | . | 0 | . | . | . | . | 0 | . | . | . | . | 0 | . | . | . | . | 0 | . | . | . | . | 0 | . | . | . | . | 0 | . | . | . | . | 0 | . | . | . | . | 0 | . | . | . | . | 0 | . | . | . | . | 0 | . | . | . | . | 0 | 0.078 | 0.112 | . | . | 0.19 | 29 | 10 | . | . | 39 | . | . | . | . | 0 | . | . | . | . | 0 | . | . | . | . | 0 | . | . | . | . | 0 | 332.231 | 152.204 | 0.121 | 0 | 484.556 | 45022 | 1072 | 8 | 0 | 46102 | 0 | 0 | 0 | 0 | 0
2023 | VA | 19882 | Virginia Tech Electric Service | PJM | AC | 0.437 | 0.145 | 0 | 0 | 0.582 | 80 | 5 | 0 | 0 | 85 | 0 | 0 | 0 | 0 | 0 | 0 | 0 | 0 | 0 | 0 | 0 | 0 | 0 | 0 | 0 | 0 | 0 | 0 | 0 | 0 | 0 | 0 | 0 | 0 | 0 | 0 | 0 | 0 | 0 | 0 | 0 | 0 | 0 | 0 | 0 | 0 | 0 | 0 | 0 | 0 | 0 | 0 | 0 | 0 | 0 | 0 | 0 | 0 | 0 | 0 | 0 | 0 | 0 | 0 | 0 | 0 | 0 | 0 | 0 | 0 | 0 | 0 | 0 | 0 | 0 | 0 | 0 | 0 | 0 | 0 | 0 | 0 | 0 | 0 | 0 | 0 | 0 | 0 | 0 | 0 | 0 | 0 | 0 | 0 | 0 | 0.437 | 0.145 | 0 | 0 | 0.582 | 80 | 5 | 0 | 0 | 85 | 0 | 0 | 0 | 0 | 0
2023 | VA | 21244 | Southside Electric Coop, Inc | PJM | DC | 9.825 | . | . | . | 9.825 | 708 | . | . | . | 708 | . | . | . | . | 0 | . | . | . | . | 0 | . | . | . | . | 0 | . | . | . | . | 0 | . | . | . | . | 0 | . | . | . | . | 0 | . | . | . | . | 0 | . | . | . | . | 0 | . | . | . | . | 0 | . | . | . | . | 0 | . | . | . | . | 0 | 0.003 | . | . | . | 0.003 | 1 | . | . | . | 1 | . | . | . | . | 0 | . | . | . | . | 0 | . | . | . | . | 0 | . | . | . | . | 0 | 9.828 | 0 | 0 | 0 | 9.828 | 709 | 0 | 0 | 0 | 709 | 0 | 0 | 0 | 0 | 0
2023 | VA | 40228 | Rappahannock Electric Coop | PJM | AC | 22.403 | 6.069 | . | . | 28.472 | 2870 | 89 | . | . | 2959 | . | . | . | . | 0 | . | . | . | . | 0 | . | . | . | . | 0 | . | . | . | . | 0 | . | . | . | . | 0 | . | . | . | . | 0 | . | . | . | . | 0 | . | . | . | . | 0 | . | . | . | . | 0 | . | . | . | . | 0 | . | . | . | . | 0 | 0.022 | . | . | . | 0.022 | 6 | . | . | . | 6 | . | . | . | . | 0 | . | 0.839 | . | . | 0.839 | . | 1 | . | . | 1 | . | . | . | . | 0 | 22.425 | 6.908 | 0 | 0 | 29.333 | 2876 | 90 | 0 | 0 | 2966 | 0 | 0 | 0 | 0 | 0
2023 | VA | 99999 | State Adjustment | LGEE |  | -0.085 | -1.228 | 0 | . | -1.314 | . | . | . | . | . | . | . | . | . | . | . | . | . | . | . | . | . | . | . | . | . | . | . | . | . | . | . | . | . | . | . | . | . | . | . | . | . | . | . | . | . | . | . | . | . | . | . | . | . | . | . | . | . | . | . | . | . | . | . | . | . | . | . | . | . | . | . | . | . | . | . | . | . | . | . | . | . | . | . | . | . | . | . | . | . | . | . | . | . | . | -0.085 | -1.228 | 0 | . | -1.314 | . | . | . | . | . | . | . | . | . | .
2023 | VA | 99999 | State Adjustment | PJM |  | -0.635 | 0.035 | 0.009 | . | -0.591 | . | . | . | . | . | . | . | . | . | . | . | . | . | . | . | . | . | . | . | . | . | . | . | . | . | . | . | . | . | . | . | . | . | . | . | . | . | . | . | . | . | . | . | . | . | . | . | . | . | . | . | . | . | . | . | . | . | . | . | . | . | . | . | . | . | . | . | . | . | . | . | . | . | . | . | . | . | . | . | . | . | . | . | . | . | . | . | . | . | . | -0.635 | 0.035 | 0.009 | . | -0.591 | . | . | . | . | . | . | . | . | . | .
2023 | VT | 2548 | City of Burlington Electric - (VT) | ISNE | AC | 1.717 | 0.426 | 0.038 | 0 | 2.181 | 316 | 23 | 1 | 0 | 340 | 1184.681 | 3947.223 | . | . | 5131.904 | . | . | . | . | 0 | . | . | . | . | 0 | 0.175 | 3.552 | . | . | 3.727 | 68 | 84 | . | . | 152 | . | . | . | . | 0 | . | . | . | . | 0 | . | . | . | . | 0 | . | . | . | . | 0 | . | . | . | . | 0 | . | . | . | . | 0 | . | 0.01 | . | . | 0.01 | . | 1 | . | . | 1 | . | . | . | . | 0 | . | . | . | . | 0 | . | . | . | . | 0 | . | . | . | . | 0 | 1.892 | 3.988 | 0.038 | 0 | 5.918 | 384 | 108 | 1 | 0 | 493 | 1184.681 | 3947.223 | 0 | 0 | 5131.904
2023 | VT | 7601 | Green Mountain Power Corp | ISNE | AC | 74.577 | 53.68 | 0.197 | . | 128.454 | 6200 | 546 | 4 | . | 6750 | . | . | . | . | 0 | . | . | . | . | 0 | . | . | . | . | 0 | . | . | . | . | 0 | . | . | . | . | 0 | . | . | . | . | 0 | . | . | . | . | 0 | . | . | . | . | 0 | . | . | . | . | 0 | . | . | . | . | 0 | . | . | . | . | 0 | 0.192 | . | . | . | 0.192 | 14 | . | . | . | 14 | . | . | . | . | 0 | 0.916 | 0.22 | . | . | 1.136 | 55 | 2 | . | . | 57 | . | . | . | . | 0 | 75.685 | 53.9 | 0.197 | 0 | 129.782 | 6269 | 548 | 4 | 0 | 6821 | 0 | 0 | 0 | 0 | 0
2023 | VT | 19791 | Vermont Electric Cooperative, Inc | ISNE | AC | 19.611 | 1.634 | 0 | 0 | 21.245 | 2423 | 28 | 0 | 0 | 2451 | . | . | . | . | 0 | . | . | . | . | 0 | . | . | . | . | 0 | 1.666 | 7.256 | 0 | 0 | 8.922 | 108 | 51 | 0 | 0 | 159 | . | . | . | . | 0 | . | . | . | . | 0 | . | . | . | . | 0 | . | . | . | . | 0 | . | . | . | . | 0 | . | . | . | . | 0 | 0.159 | 0.078 | 0 | 0 | 0.237 | 28 | 5 | 0 | 0 | 33 | . | . | . | . | 0 | 0.009 | 0.282 | 0 | 0 | 0.291 | 1 | 2 | 0 | 0 | 3 | . | . | . | . | 0 | 21.445 | 9.25 | 0 | 0 | 30.695 | 2560 | 86 | 0 | 0 | 2646 | 0 | 0 | 0 | 0 | 0
2023 | VT | 20151 | Washington Electric Coop - (VT) | ISNE | AC | 7.359 | 0.085 | . | . | 7.444 | 918 | 8 | . | . | 926 | . | . | . | . | 0 | . | . | . | . | 0 | . | . | . | . | 0 | . | . | . | . | 0 | . | . | . | . | 0 | . | . | . | . | 0 | . | . | . | . | 0 | . | . | . | . | 0 | . | . | . | . | 0 | . | . | . | . | 0 | . | . | . | . | 0 | . | . | . | . | 0 | . | . | . | . | 0 | . | . | . | . | 0 | . | . | . | . | 0 | . | . | . | . | 0 | . | . | . | . | 0 | 7.359 | 0.085 | 0 | 0 | 7.444 | 918 | 8 | 0 | 0 | 926 | 0 | 0 | 0 | 0 | 0
2023 | VT | 99999 | State Adjustment | ISNE |  | 6.124 | 4.027 | 1.152 | . | 11.303 | . | . | . | . | . | . | . | . | . | . | . | . | . | . | . | . | . | . | . | . | . | . | . | . | . | . | . | . | . | . | . | . | . | . | . | . | . | . | . | . | . | . | . | . | . | . | . | . | . | . | . | . | . | . | . | . | . | . | . | . | . | . | . | . | . | . | . | . | . | . | . | . | . | . | . | . | . | . | . | . | . | . | . | . | . | . | . | . | . | . | 6.124 | 4.027 | 1.152 | . | 11.303 | . | . | . | . | . | . | . | . | . | .
2023 | WA | 1579 | PUD No 1 of Benton County | BPAT | AC | 8.675 | 0.442 | . | . | 9.117 | 1036 | 26 | . | . | 1062 | 6486.664 | 166.877 | . | . | 6653.541 | . | . | . | . | 0 | . | . | . | . | 0 | 0.095 | 0.004 | . | . | 0.099 | 144 | 3 | . | . | 147 | . | . | . | . | 0 | . | . | . | . | 0 | . | . | . | . | 0 | . | . | . | . | 0 | . | . | . | . | 0 | . | . | . | . | 0 | 0.005 | 0.003 | . | . | 0.008 | 2 | 1 | . | . | 3 | 0.08 | 0 | . | . | 0.08 | . | . | . | . | 0 | . | . | . | . | 0 | . | . | . | . | 0 | 8.775 | 0.449 | 0 | 0 | 9.224 | 1182 | 30 | 0 | 0 | 1212 | 6486.744 | 166.877 | 0 | 0 | 6653.621
2023 | WA | 1625 | Benton Rural Electric Assn | BPAT | DC | 4.947 | 0.596 | . | . | 5.543 | 442 | 5 | . | . | 447 | . | . | . | . | 0 | . | . | . | . | 0 | . | . | . | . | 0 | . | . | . | . | 0 | . | . | . | . | 0 | . | . | . | . | 0 | . | . | . | . | 0 | . | . | . | . | 0 | . | . | . | . | 0 | . | . | . | . | 0 | . | . | . | . | 0 | . | . | . | . | 0 | . | . | . | . | 0 | . | . | . | . | 0 | . | . | . | . | 0 | . | . | . | . | 0 | . | . | . | . | 0 | 4.947 | 0.596 | 0 | 0 | 5.543 | 442 | 5 | 0 | 0 | 447 | 0 | 0 | 0 | 0 | 0
2023 | WA | 1723 | Big Bend Electric Coop, Inc | BPAT | DC | 0.904 | 0.103 | 0.009 | . | 1.016 | 87 | 4 | 1 | . | 92 | . | . | . | . | 0 | . | . | . | . | 0 | . | . | . | . | 0 | . | . | . | . | 0 | . | . | . | . | 0 | 0.011 | . | . | . | 0.011 | 1 | . | . | . | 1 | . | . | . | . | 0 | . | . | . | . | 0 | . | . | . | . | 0 | . | . | . | . | 0 | . | . | . | . | 0 | . | . | . | . | 0 | . | . | . | . | 0 | . | . | . | . | 0 | . | . | . | . | 0 | . | . | . | . | 0 | 0.904 | 0.103 | 0.009 | 0 | 1.016 | 87 | 4 | 1 | 0 | 92 | 0 | 0 | 0 | 0 | 0
2023 | WA | 3295 | City of Centralia - (WA) | BPAT | AC | 0.903 | 0.211 | . | . | 1.114 | 112 | 4 | . | . | 116 | . | . | . | . | 0 | . | . | . | . | 0 | . | . | . | . | 0 | . | . | . | . | 0 | . | . | . | . | 0 | . | . | . | . | 0 | . | . | . | . | 0 | . | . | . | . | 0 | . | . | . | . | 0 | . | . | . | . | 0 | . | . | . | . | 0 | . | . | . | . | 0 | . | . | . | . | 0 | . | . | . | . | 0 | . | . | . | . | 0 | . | . | . | . | 0 | . | . | . | . | 0 | 0.903 | 0.211 | 0 | 0 | 1.114 | 112 | 4 | 0 | 0 | 116 | 0 | 0 | 0 | 0 | 0
2023 | WA | 3413 | PUD No 1 of Chelan County | CHPD | DC | 0.477 | 0.061 | . | . | 0.538 | 79 | 10 | . | . | 89 | 187.77 | 4.47 | . | . | 192.24 | . | . | . | . | 0 | . | . | . | . | 0 | . | . | . | . | 0 | . | . | . | . | 0 | . | . | . | . | 0 | . | . | . | . | 0 | . | . | . | . | 0 | . | . | . | . | 0 | . | . | . | . | 0 | . | . | . | . | 0 | . | . | . | . | 0 | . | . | . | . | 0 | . | . | . | . | 0 | 0.005 | . | . | . | 0.005 | 1 | . | . | . | 1 | . | . | . | . | 0 | 0.482 | 0.061 | 0 | 0 | 0.543 | 80 | 10 | 0 | 0 | 90 | 187.77 | 4.47 | 0 | 0 | 192.24
2023 | WA | 3644 | PUD No 1 of Clallam County | BPAT | AC | 4.316 | 0.101 | . | . | 4.417 | 562 | 8 | . | . | 570 | . | . | . | . | 0 | . | . | . | . | 0 | . | . | . | . | 0 | 0.031 | . | . | . | 0.031 | 82 | . | . | . | 82 | 0.216 | . | . | . | 0.216 | 19 | . | . | . | 19 | 0.302 | . | . | . | 0.302 | . | . | . | . | 0 | . | . | . | . | 0 | . | . | . | . | 0 | 0.002 | 0.011 | . | . | 0.013 | 1 | 1 | . | . | 2 | . | . | . | . | 0 | 0.045 | . | . | . | 0.045 | 1 | . | . | . | 1 | . | . | . | . | 0 | 4.394 | 0.112 | 0 | 0 | 4.506 | 646 | 9 | 0 | 0 | 655 | 0 | 0 | 0 | 0 | 0
2023 | WA | 3660 | PUD No 1 of Clark County - (WA) | BPAT | AC | 20.002 | 0.914 | . | . | 20.916 | 2759 | 37 | . | . | 2796 | 12506.05 | 505.3 | . | . | 13011.35 | . | . | . | . | 0 | . | . | . | . | 0 | 0.28 | 0.021 | . | . | 0.301 | 643 | 1 | . | . | 644 | 1.28 | 0.007 | . | . | 1.287 | 145 | 1 | . | . | 146 | 3.145 | 0.02 | . | . | 3.165 | 0.03 | . | . | . | 0.03 | 3 | . | . | . | 3 | 0.081 | . | . | . | 0.081 | 0.066 | 0.002 | . | . | 0.068 | 4 | 1 | . | . | 5 | 8.82 | 0 | . | . | 8.82 | 0.016 | . | . | . | 0.016 | 1 | . | . | . | 1 | 7.9 | . | . | . | 7.9 | 20.364 | 0.937 | 0 | 0 | 21.301 | 3407 | 39 | 0 | 0 | 3446 | 12522.77 | 505.3 | 0 | 0 | 13028.07
2023 | WA | 4041 | Columbia Rural Elec Assn, Inc | BPAT | AC | 1.51 | 0.228 | . | . | 1.738 | 170 | 10 | . | . | 180 | . | . | . | . | 0 | . | . | . | . | 0 | . | . | . | . | 0 | . | . | . | . | 0 | . | . | . | . | 0 | . | . | . | . | 0 | . | . | . | . | 0 | . | . | . | . | 0 | . | . | . | . | 0 | . | . | . | . | 0 | . | . | . | . | 0 | 0.004 | . | . | . | 0.004 | 1 | . | . | . | 1 | . | . | . | . | 0 | 0.004 | . | . | . | 0.004 | 1 | . | . | . | 1 | . | . | . | . | 0 | 1.518 | 0.228 | 0 | 0 | 1.746 | 172 | 10 | 0 | 0 | 182 | 0 | 0 | 0 | 0 | 0
2023 | WA | 4442 | PUD No 1 of Cowlitz County | BPAT | AC | 4.556 | 0.012 | . | . | 4.568 | 494 | 1 | . | . | 495 | . | . | . | . | 0 | . | . | . | . | 0 | . | . | . | . | 0 | 0.059 | . | . | . | 0.059 | 78 | . | . | . | 78 | 0.137 | . | . | . | 0.137 | 11 | . | . | . | 11 | 0.176 | . | . | . | 0.176 | . | . | . | . | 0 | . | . | . | . | 0 | . | . | . | . | 0 | 0.007 | . | . | . | 0.007 | 3 | . | . | . | 3 | . | . | . | . | 0 | 0.004 | . | . | . | 0.004 | 1 | . | . | . | 1 | . | . | . | . | 0 | 4.626 | 0.012 | 0 | 0 | 4.638 | 576 | 1 | 0 | 0 | 577 | 0 | 0 | 0 | 0 | 0
2023 | WA | 5326 | PUD No 1 of Douglas County | DOPD | AC | 0.111 | 0.015 | . | . | 0.126 | 18 | 1 | . | . | 19 | . | . | . | . | 0 | . | . | . | . | 0 | . | . | . | . | 0 | . | . | . | . | 0 | . | . | . | . | 0 | . | . | . | . | 0 | . | . | . | . | 0 | . | . | . | . | 0 | . | . | . | . | 0 | . | . | . | . | 0 | . | . | . | . | 0 | . | . | . | . | 0 | . | . | . | . | 0 | . | . | . | . | 0 | . | . | . | . | 0 | . | . | . | . | 0 | . | . | . | . | 0 | 0.111 | 0.015 | 0 | 0 | 0.126 | 18 | 1 | 0 | 0 | 19 | 0 | 0 | 0 | 0 | 0
2023 | WA | 5832 | Elmhurst Mutual Power & Light Co | BPAT | AC | 0.646 | 0.011 | . | . | 0.657 | 79 | 1 | . | . | 80 | . | . | . | . | 0 | . | . | . | . | 0 | . | . | . | . | 0 | . | . | . | . | 0 | . | . | . | . | 0 | . | . | . | . | 0 | . | . | . | . | 0 | . | . | . | . | 0 | . | . | . | . | 0 | . | . | . | . | 0 | . | . | . | . | 0 | . | . | . | . | 0 | . | . | . | . | 0 | . | . | . | . | 0 | . | . | . | . | 0 | . | . | . | . | 0 | . | . | . | . | 0 | 0.646 | 0.011 | 0 | 0 | 0.657 | 79 | 1 | 0 | 0 | 80 | 0 | 0 | 0 | 0 | 0
2023 | WA | 6149 | City of Ellensburg - (WA) | BPAT | AC | 1.62 | 0.82 | . | . | 2.44 | 163 | 21 | . | . | 184 | . | . | . | . | 0 | . | . | . | . | 0 | . | . | . | . | 0 | . | . | . | . | 0 | . | . | . | . | 0 | . | . | . | . | 0 | . | . | . | . | 0 | . | . | . | . | 0 | . | . | . | . | 0 | . | . | . | . | 0 | . | . | . | . | 0 | . | . | . | . | 0 | . | . | . | . | 0 | . | . | . | . | 0 | . | . | . | . | 0 | . | . | . | . | 0 | . | . | . | . | 0 | 1.62 | 0.82 | 0 | 0 | 2.44 | 163 | 21 | 0 | 0 | 184 | 0 | 0 | 0 | 0 | 0
2023 | WA | 6716 | PUD No 1 of Franklin County | BPAT | AC | 6.239 | 0.386 | . | . | 6.625 | 807 | 8 | . | . | 815 | . | . | . | . | 0 | . | . | . | . | 0 | . | . | . | . | 0 | . | 0.069 | . | . | 0.069 | . | 117 | . | . | 117 | . | . | . | . | 0 | . | . | . | . | 0 | . | . | . | . | 0 | . | . | . | . | 0 | . | . | . | . | 0 | . | . | . | . | 0 | . | . | . | . | 0 | . | . | . | . | 0 | . | . | . | . | 0 | . | . | . | . | 0 | . | . | . | . | 0 | . | . | . | . | 0 | 6.239 | 0.455 | 0 | 0 | 6.694 | 807 | 125 | 0 | 0 | 932 | 0 | 0 | 0 | 0 | 0
2023 | WA | 7548 | PUD No 1 of Grays Harbor County | BPAT | AC | 2.193 | 0.223 | . | . | 2.416 | 280 | 10 | . | . | 290 | . | . | . | . | 0 | . | . | . | . | 0 | . | . | . | . | 0 | . | . | . | . | 0 | . | . | . | . | 0 | . | . | . | . | 0 | . | . | . | . | 0 | . | . | . | . | 0 | . | . | . | . | 0 | . | . | . | . | 0 | . | . | . | . | 0 | 0.002 | . | . | . | 0.002 | 1 | . | . | . | 1 | . | . | . | . | 0 | . | . | . | . | 0 | . | . | . | . | 0 | . | . | . | . | 0 | 2.195 | 0.223 | 0 | 0 | 2.418 | 281 | 10 | 0 | 0 | 291 | 0 | 0 | 0 | 0 | 0
2023 | WA | 8699 | Inland Power & Light Company | BPAT | AC | 4.635 | 0.074 | . | . | 4.709 | 493 | 8 | . | . | 501 | . | . | . | . | 0 | . | . | . | . | 0 | . | . | . | . | 0 | 0.498 | . | . | . | 0.498 | 138 | . | . | . | 138 | . | . | . | . | 0 | . | . | . | . | 0 | . | . | . | . | 0 | . | . | . | . | 0 | . | . | . | . | 0 | . | . | . | . | 0 | 0.018 | . | . | . | 0.018 | 8 | . | . | . | 8 | . | . | . | . | 0 | . | 0.001 | . | . | 0.001 | . | 1 | . | . | 1 | . | . | . | . | 0 | 5.151 | 0.075 | 0 | 0 | 5.226 | 639 | 9 | 0 | 0 | 648 | 0 | 0 | 0 | 0 | 0
2023 | WA | 10393 | PUD No 1 of Klickitat County | BPAT | AC | 2.443 | 0.126 | . | . | 2.569 | 307 | 9 | . | . | 316 | . | . | . | . | 0 | . | . | . | . | 0 | . | . | . | . | 0 | . | . | . | . | 0 | . | . | . | . | 0 | 0.16 | . | . | . | 0.16 | 9 | . | . | . | 9 | . | . | . | . | 0 | . | . | . | . | 0 | . | . | . | . | 0 | . | . | . | . | 0 | 0.027 | 0.001 | . | . | 0.028 | 6 | 1 | . | . | 7 | . | . | . | . | 0 | 0.007 | . | . | . | 0.007 | 2 | . | . | . | 2 | . | . | . | . | 0 | 2.477 | 0.127 | 0 | 0 | 2.604 | 315 | 10 | 0 | 0 | 325 | 0 | 0 | 0 | 0 | 0
2023 | WA | 10627 | Lakeview Light & Power | BPAT | AC | 0.179 | . | . | . | 0.179 | 17 | . | . | . | 17 | . | . | . | . | 0 | . | . | . | . | 0 | . | . | . | . | 0 | . | . | . | . | 0 | . | . | . | . | 0 | . | . | . | . | 0 | . | . | . | . | 0 | . | . | . | . | 0 | . | . | . | . | 0 | . | . | . | . | 0 | . | . | . | . | 0 | . | . | . | . | 0 | . | . | . | . | 0 | . | . | . | . | 0 | . | . | . | . | 0 | . | . | . | . | 0 | . | . | . | . | 0 | 0.179 | 0 | 0 | 0 | 0.179 | 17 | 0 | 0 | 0 | 17 | 0 | 0 | 0 | 0 | 0
2023 | WA | 10944 | PUD No 1 of Lewis County | BPAT | AC | 2.2 | 0.194 | . | . | 2.394 | 275 | 4 | . | . | 279 | . | . | . | . | 0 | . | . | . | . | 0 | . | . | . | . | 0 | . | . | . | . | 0 | . | . | . | . | 0 | . | . | . | . | 0 | . | . | . | . | 0 | . | . | . | . | 0 | . | . | . | . | 0 | . | . | . | . | 0 | . | . | . | . | 0 | . | . | . | . | 0 | . | . | . | . | 0 | . | . | . | . | 0 | . | . | . | . | 0 | . | . | . | . | 0 | . | . | . | . | 0 | 2.2 | 0.194 | 0 | 0 | 2.394 | 275 | 4 | 0 | 0 | 279 | 0 | 0 | 0 | 0 | 0
2023 | WA | 12744 | Modern Electric Water Company | AVA | AC | 0.184 | 0.064 | . | . | 0.248 | 28 | 3 | . | . | 31 | . | . | . | . | 0 | . | . | . | . | 0 | . | . | . | . | 0 | . | . | . | . | 0 | . | . | . | . | 0 | 0.016 | 0.008 | . | . | 0.024 | 3 | 1 | . | . | 4 | 0.034 | 0.027 | . | . | 0.061 | . | . | . | . | 0 | . | . | . | . | 0 | . | . | . | . | 0 | . | . | . | . | 0 | . | . | . | . | 0 | . | . | . | . | 0 | . | . | . | . | 0 | . | . | . | . | 0 | . | . | . | . | 0 | 0.184 | 0.064 | 0 | 0 | 0.248 | 28 | 3 | 0 | 0 | 31 | 0 | 0 | 0 | 0 | 0
2023 | WA | 14055 | PUD No 1 of Okanogan County | DOPD | AC | 0.886 | 0.115 | . | . | 1.001 | 108 | 7 | . | . | 115 | 886.7 | 133.8 | . | . | 1020.5 | . | . | . | . | 0 | . | . | . | . | 0 | . | . | . | . | 0 | . | . | . | . | 0 | . | . | . | . | 0 | . | . | . | . | 0 | . | . | . | . | 0 | . | . | . | . | 0 | . | . | . | . | 0 | . | . | . | . | 0 | . | . | . | . | 0 | . | . | . | . | 0 | . | . | . | . | 0 | . | . | . | . | 0 | . | . | . | . | 0 | . | . | . | . | 0 | 0.886 | 0.115 | 0 | 0 | 1.001 | 108 | 7 | 0 | 0 | 115 | 886.7 | 133.8 | 0 | 0 | 1020.5
2023 | WA | 14170 | Orcas Power & Light Coop | BPAT | AC | 5.057 | 0.947 | . | . | 6.004 | 690 | 49 | . | . | 739 | 564.816 | 9.417 | . | . | 574.233 | . | . | . | . | 0 | . | . | . | . | 0 | 0.5 | 0.02 | . | . | 0.52 | 268 | 4 | . | . | 272 | 0.659 | . | . | . | 0.659 | 60 | . | . | . | 60 | 0.952 | . | . | . | 0.952 | . | . | . | . | 0 | . | . | . | . | 0 | . | . | . | . | 0 | 0.01 | . | . | . | 0.01 | 1 | . | . | . | 1 | 0 | . | . | . | 0 | 0.06 | 0.02 | . | . | 0.08 | 1 | 1 | . | . | 2 | 11.76 | . | . | . | 11.76 | 5.627 | 0.987 | 0 | 0 | 6.614 | 960 | 54 | 0 | 0 | 1014 | 576.576 | 9.417 | 0 | 0 | 585.993
2023 | WA | 14324 | PUD No 2 of Pacific County | BPAT | AC | 0.701 | 0.127 | . | . | 0.828 | 91 | 7 | . | . | 98 | . | . | . | . | 0 | . | . | . | . | 0 | . | . | . | . | 0 | . | . | . | . | 0 | . | . | . | . | 0 | . | . | . | . | 0 | . | . | . | . | 0 | . | . | . | . | 0 | . | . | . | . | 0 | . | . | . | . | 0 | . | . | . | . | 0 | 0.003 | . | . | . | 0.003 | 1 | . | . | . | 1 | . | . | . | . | 0 | . | 0.003 | . | . | 0.003 | . | 1 | . | . | 1 | . | . | . | . | 0 | 0.704 | 0.13 | 0 | 0 | 0.834 | 92 | 8 | 0 | 0 | 100 | 0 | 0 | 0 | 0 | 0
2023 | WA | 14354 | PacifiCorp | PACW | DC | 28.753 | 7.745 | 1.006 | 0 | 37.504 | 2598 | 217 | 21 | 0 | 2836 | . | . | . | . | 0 | . | . | . | . | 0 | . | . | . | . | 0 | . | . | . | . | 0 | . | . | . | . | 0 | 0.509 | 0.008 | 0 | 0 | 0.517 | 49 | 1 | 0 | 0 | 50 | 0.75 | 0.019 | 0 | 0 | 0.769 | . | . | . | . | 0 | . | . | . | . | 0 | . | . | . | . | 0 | 0.03 | 0 | 0 | 0 | 0.03 | 4 | 0 | 0 | 0 | 4 | . | . | . | . | 0 | . | . | . | . | 0 | . | . | . | . | 0 | . | . | . | . | 0 | 28.783 | 7.745 | 1.006 | 0 | 37.534 | 2602 | 217 | 21 | 0 | 2840 | 0 | 0 | 0 | 0 | 0
2023 | WA | 14624 | PUD No 2 of Grant County | GCPD | DC | 1.181 | 0.304 | . | . | 1.485 | 141 | 13 | . | . | 154 | . | . | . | . | 0 | . | . | . | . | 0 | . | . | . | . | 0 | . | . | . | . | 0 | . | . | . | . | 0 | 0.052 | . | . | . | 0.052 | 4 | . | . | . | 4 | . | . | . | . | 0 | . | . | . | . | 0 | . | . | . | . | 0 | . | . | . | . | 0 | 0.001 | . | . | . | 0.001 | 1 | . | . | . | 1 | . | . | . | . | 0 | . | . | . | . | 0 | . | . | . | . | 0 | . | . | . | . | 0 | 1.182 | 0.304 | 0 | 0 | 1.486 | 142 | 13 | 0 | 0 | 155 | 0 | 0 | 0 | 0 | 0
2023 | WA | 14653 | PUD No 1 of Pend Oreille County | AVA | AC | 0.248 | . | . | . | 0.248 | 28 | . | . | . | 28 | . | . | . | . | 0 | . | . | . | . | 0 | . | . | . | . | 0 | . | . | . | . | 0 | . | . | . | . | 0 | . | . | . | . | 0 | . | . | . | . | 0 | . | . | . | . | 0 | . | . | . | . | 0 | . | . | . | . | 0 | . | . | . | . | 0 | . | . | . | . | 0 | . | . | . | . | 0 | . | . | . | . | 0 | . | . | . | . | 0 | . | . | . | . | 0 | . | . | . | . | 0 | 0.248 | 0 | 0 | 0 | 0.248 | 28 | 0 | 0 | 0 | 28 | 0 | 0 | 0 | 0 | 0
2023 | WA | 14668 | Peninsula Light Company | BPAT | DC | 2.85 | . | . | . | 2.85 | 308 | . | . | . | 308 | . | . | . | . | 0 | . | . | . | . | 0 | . | . | . | . | 0 | . | . | . | . | 0 | . | . | . | . | 0 | 0.141 | . | . | . | 0.141 | 12 | . | . | . | 12 | . | . | . | . | 0 | 2.709 | . | . | . | 2.709 | 296 | . | . | . | 296 | . | . | . | . | 0 | 0.001 | . | . | . | 0.001 | 1 | . | . | . | 1 | . | . | . | . | 0 | . | . | . | . | 0 | . | . | . | . | 0 | . | . | . | . | 0 | 2.851 | 0 | 0 | 0 | 2.851 | 309 | 0 | 0 | 0 | 309 | 0 | 0 | 0 | 0 | 0
2023 | WA | 15231 | City of Port Angeles - (WA) | BPAT | AC | 1.03 | 0.117 | . | . | 1.147 | 136 | 5 | . | . | 141 | . | . | . | . | 0 | . | . | . | . | 0 | . | . | . | . | 0 | . | . | . | . | 0 | . | . | . | . | 0 | . | . | . | . | 0 | . | . | . | . | 0 | . | . | . | . | 0 | . | . | . | . | 0 | . | . | . | . | 0 | . | . | . | . | 0 | . | 0.003 | . | . | 0.003 | . | 3 | . | . | 3 | . | . | . | . | 0 | . | . | . | . | 0 | . | . | . | . | 0 | . | . | . | . | 0 | 1.03 | 0.12 | 0 | 0 | 1.15 | 136 | 8 | 0 | 0 | 144 | 0 | 0 | 0 | 0 | 0
2023 | WA | 15419 | PUD No 3 of Mason County | BPAT | DC | 2.005 | 0.421 | 0 | 0 | 2.426 | 221 | 10 | 0 | 0 | 231 | 0 | 0 | 0 | 0 | 0 | 0 | 0 | 0 | 0 | 0 | 0 | 0 | 0 | 0 | 0 | 0.074 | 0 | 0 | 0 | 0.074 | 102 | 0 | 0 | 0 | 102 | 0 | 0 | 0 | 0 | 0 | 0 | 0 | 0 | 0 | 0 | 0 | 0 | 0 | 0 | 0 | 0 | 0 | 0 | 0 | 0 | 0 | 0 | 0 | 0 | 0 | 0 | 0 | 0 | 0 | 0 | 0.006 | 0 | 0 | 0 | 0.006 | 2 | 0 | 0 | 0 | 2 | 0 | 0 | 0 | 0 | 0 | 0 | 0 | 0 | 0 | 0 | 0 | 0 | 0 | 0 | 0 | 0 | 0 | 0 | 0 | 0 | 2.085 | 0.421 | 0 | 0 | 2.506 | 325 | 10 | 0 | 0 | 335 | 0 | 0 | 0 | 0 | 0
2023 | WA | 15500 | Puget Sound Energy Inc | PSEI | AC | 150.483 | 23.731 | 0.308 | . | 174.522 | 20124 | 1270 | 7 | . | 21401 | . | . | . | . | 0 | . | . | . | . | 0 | . | . | . | . | 0 | . | . | . | . | 0 | . | . | . | . | 0 | 8.665 | 0.153 | . | . | 8.818 | 1340 | 50 | . | . | 1390 | 17.547 | 0.37 | . | . | 17.917 | . | . | . | . | 0 | . | . | . | . | 0 | . | . | . | . | 0 | 0.059 | 0.017 | . | . | 0.076 | 20 | 7 | . | . | 27 | . | . | . | . | 0 | 0.133 | 0.228 | 0.014 | . | 0.375 | 15 | 7 | 1 | . | 23 | . | . | . | . | 0 | 150.675 | 23.976 | 0.322 | 0 | 174.973 | 20159 | 1284 | 8 | 0 | 21451 | 0 | 0 | 0 | 0 | 0
2023 | WA | 15979 | City of Richland - (WA) | BPAT | DC | 5.469 | 0.452 | . | . | 5.921 | 663 | 9 | . | . | 672 | 3815.978 | 90.979 | . | . | 3906.957 | . | . | . | . | 0 | . | . | . | . | 0 | . | . | . | . | 0 | . | . | . | . | 0 | . | . | . | . | 0 | . | . | . | . | 0 | . | . | . | . | 0 | . | . | . | . | 0 | . | . | . | . | 0 | . | . | . | . | 0 | . | . | . | . | 0 | . | . | . | . | 0 | . | . | . | . | 0 | . | . | . | . | 0 | . | . | . | . | 0 | . | . | . | . | 0 | 5.469 | 0.452 | 0 | 0 | 5.921 | 663 | 9 | 0 | 0 | 672 | 3815.978 | 90.979 | 0 | 0 | 3906.957
2023 | WA | 16868 | City of Seattle - (WA) | SCL | DC | 50.249 | 8.63 | . | . | 58.879 | 6889 | 431 | . | . | 7320 | . | . | . | . | 0 | . | . | . | . | 0 | . | . | . | . | 0 | . | . | . | . | 0 | . | . | . | . | 0 | 1.67 | 0.022 | . | . | 1.692 | 71 | 2 | . | . | 73 | . | . | . | . | 0 | . | . | . | . | 0 | . | . | . | . | 0 | . | . | . | . | 0 | . | . | . | . | 0 | . | . | . | . | 0 | . | . | . | . | 0 | . | . | . | . | 0 | . | . | . | . | 0 | . | . | . | . | 0 | 50.249 | 8.63 | 0 | 0 | 58.879 | 6889 | 431 | 0 | 0 | 7320 | 0 | 0 | 0 | 0 | 0
2023 | WA | 17470 | PUD No 1 of Snohomish County | BPAT | DC | 37.18 | 3.925 | . | . | 41.105 | 4206 | 167 | . | . | 4373 | . | . | . | . | 0 | . | . | . | . | 0 | . | . | . | . | 0 | . | . | . | . | 0 | . | . | . | . | 0 | 0.504 | . | . | . | 0.504 | 205 | . | . | . | 205 | 4.916 | . | . | . | 4.916 | . | . | . | . | 0 | . | . | . | . | 0 | . | . | . | . | 0 | 0.01 | . | . | . | 0.01 | 4 | . | . | . | 4 | . | . | . | . | 0 | . | . | . | . | 0 | . | . | . | . | 0 | . | . | . | . | 0 | 37.19 | 3.925 | 0 | 0 | 41.115 | 4210 | 167 | 0 | 0 | 4377 | 0 | 0 | 0 | 0 | 0
2023 | WA | 18429 | City of Tacoma - (WA) | TPWR | AC | 16.19 | 0.975 | 0 | 0 | 17.165 | 2419 | 63 | 0 | 0 | 2482 | . | . | . | . | 0 | . | . | . | . | 0 | . | . | . | . | 0 | . | . | . | . | 0 | . | . | . | . | 0 | . | . | . | . | 0 | . | . | . | . | 0 | . | . | . | . | 0 | . | . | . | . | 0 | . | . | . | . | 0 | . | . | . | . | 0 | . | . | . | . | 0 | . | . | . | . | 0 | . | . | . | . | 0 | . | . | . | . | 0 | . | . | . | . | 0 | . | . | . | . | 0 | 16.19 | 0.975 | 0 | 0 | 17.165 | 2419 | 63 | 0 | 0 | 2482 | 0 | 0 | 0 | 0 | 0
2023 | WA | 19784 | Vera Irrigation District #15 | BPAT | AC | 0.592 | . | . | . | 0.592 | 80 | . | . | . | 80 | . | . | . | . | 0 | . | . | . | . | 0 | . | . | . | . | 0 | . | . | . | . | 0 | . | . | . | . | 0 | . | . | . | . | 0 | . | . | . | . | 0 | . | . | . | . | 0 | . | . | . | . | 0 | . | . | . | . | 0 | . | . | . | . | 0 | . | . | . | . | 0 | . | . | . | . | 0 | . | . | . | . | 0 | . | . | . | . | 0 | . | . | . | . | 0 | . | . | . | . | 0 | 0.592 | 0 | 0 | 0 | 0.592 | 80 | 0 | 0 | 0 | 80 | 0 | 0 | 0 | 0 | 0
2023 | WA | 20169 | Avista Corp | AVA | AC | 20.217 | 2.421 | . | . | 22.638 | 3262 | 157 | . | . | 3419 | . | . | . | . | 0 | . | . | . | . | 0 | . | . | . | . | 0 | . | . | . | . | 0 | . | . | . | . | 0 | . | . | . | . | 0 | . | . | . | . | 0 | . | . | . | . | 0 | . | . | . | . | 0 | . | . | . | . | 0 | . | . | . | . | 0 | 0.061 | 0.02 | . | . | 0.081 | 16 | 1 | . | . | 17 | . | . | . | . | 0 | 0.025 | 0 | . | . | 0.025 | 4 | 0 | . | . | 4 | . | . | . | . | 0 | 20.303 | 2.441 | 0 | 0 | 22.744 | 3282 | 158 | 0 | 0 | 3440 | 0 | 0 | 0 | 0 | 0
2023 | WA | 59013 | PUD No 1 of Jefferson County | BPAT | AC | 4.45 | 1.058 | . | . | 5.508 | 592 | 28 | . | . | 620 | . | . | . | . | 0 | . | . | . | . | 0 | . | . | . | . | 0 | 0.017 | . | . | . | 0.017 | 1 | . | . | . | 1 | . | . | . | . | 0 | . | . | . | . | 0 | . | . | . | . | 0 | . | . | . | . | 0 | . | . | . | . | 0 | . | . | . | . | 0 | 0.004 | . | . | . | 0.004 | 3 | . | . | . | 3 | . | . | . | . | 0 | . | . | . | . | 0 | . | . | . | . | 0 | . | . | . | . | 0 | 4.471 | 1.058 | 0 | 0 | 5.529 | 596 | 28 | 0 | 0 | 624 | 0 | 0 | 0 | 0 | 0
2023 | WA | 99999 | State Adjustment | AVA |  | 0.018 | 0.01 | . | . | 0.028 | . | . | . | . | . | . | . | . | . | . | . | . | . | . | . | . | . | . | . | . | . | . | . | . | . | . | . | . | . | . | . | . | . | . | . | . | . | . | . | . | . | . | . | . | . | . | . | . | . | . | . | . | . | . | . | . | . | . | . | . | . | . | . | . | . | . | . | . | . | . | . | . | . | . | . | . | . | . | . | . | . | . | . | . | . | . | . | . | . | . | 0.018 | 0.01 | . | . | 0.028 | . | . | . | . | . | . | . | . | . | .
2023 | WA | 99999 | State Adjustment | BPAT |  | -7.636 | -0.888 | 0.031 | . | -8.492 | . | . | . | . | . | . | . | . | . | . | . | . | . | . | . | . | . | . | . | . | . | . | . | . | . | . | . | . | . | . | . | . | . | . | . | . | . | . | . | . | . | . | . | . | . | . | . | . | . | . | . | . | . | . | . | . | . | . | . | . | . | . | . | . | . | . | . | . | . | . | . | . | . | . | . | . | . | . | . | . | . | . | . | . | . | . | . | . | . | . | -7.636 | -0.888 | 0.031 | . | -8.492 | . | . | . | . | . | . | . | . | . | .
2023 | WA | 99999 | State Adjustment | CHPD |  | -0.083 | -0.011 | . | . | -0.094 | . | . | . | . | . | . | . | . | . | . | . | . | . | . | . | . | . | . | . | . | . | . | . | . | . | . | . | . | . | . | . | . | . | . | . | . | . | . | . | . | . | . | . | . | . | . | . | . | . | . | . | . | . | . | . | . | . | . | . | . | . | . | . | . | . | . | . | . | . | . | . | . | . | . | . | . | . | . | . | . | . | . | . | . | . | . | . | . | . | . | -0.083 | -0.011 | . | . | -0.094 | . | . | . | . | . | . | . | . | . | .
2023 | WA | 99999 | State Adjustment | GCPD |  | -0.206 | -0.053 | . | . | -0.259 | . | . | . | . | . | . | . | . | . | . | . | . | . | . | . | . | . | . | . | . | . | . | . | . | . | . | . | . | . | . | . | . | . | . | . | . | . | . | . | . | . | . | . | . | . | . | . | . | . | . | . | . | . | . | . | . | . | . | . | . | . | . | . | . | . | . | . | . | . | . | . | . | . | . | . | . | . | . | . | . | . | . | . | . | . | . | . | . | . | . | -0.206 | -0.053 | . | . | -0.259 | . | . | . | . | . | . | . | . | . | .
2023 | WA | 99999 | State Adjustment | PACW |  | -5.015 | -1.351 | -0.175 | . | -6.541 | . | . | . | . | . | . | . | . | . | . | . | . | . | . | . | . | . | . | . | . | . | . | . | . | . | . | . | . | . | . | . | . | . | . | . | . | . | . | . | . | . | . | . | . | . | . | . | . | . | . | . | . | . | . | . | . | . | . | . | . | . | . | . | . | . | . | . | . | . | . | . | . | . | . | . | . | . | . | . | . | . | . | . | . | . | . | . | . | . | . | -5.015 | -1.351 | -0.175 | . | -6.541 | . | . | . | . | . | . | . | . | . | .
2023 | WA | 99999 | State Adjustment | SCL |  | -8.763 | -1.505 | . | . | -10.268 | . | . | . | . | . | . | . | . | . | . | . | . | . | . | . | . | . | . | . | . | . | . | . | . | . | . | . | . | . | . | . | . | . | . | . | . | . | . | . | . | . | . | . | . | . | . | . | . | . | . | . | . | . | . | . | . | . | . | . | . | . | . | . | . | . | . | . | . | . | . | . | . | . | . | . | . | . | . | . | . | . | . | . | . | . | . | . | . | . | . | -8.763 | -1.505 | . | . | -10.268 | . | . | . | . | . | . | . | . | . | .
2023 | WI | 108 | Adams-Columbia Electric Coop | MISO | AC | 1.825 | 0.077 | 0.085 | . | 1.987 | 259 | 8 | 1 | . | 268 | 398.896 | 58.239 | . | . | 457.135 | . | . | . | . | 0 | . | . | . | . | 0 | . | . | . | . | 0 | . | . | . | . | 0 | . | . | . | . | 0 | . | . | . | . | 0 | . | . | . | . | 0 | . | . | . | . | 0 | . | . | . | . | 0 | . | . | . | . | 0 | 0.025 | 0.035 | . | . | 0.06 | 2 | 1 | . | . | 3 | 23.06 | 0 | . | . | 23.06 | . | . | . | . | 0 | . | . | . | . | 0 | . | . | . | . | 0 | 1.85 | 0.112 | 0.085 | 0 | 2.047 | 261 | 9 | 1 | 0 | 271 | 421.956 | 58.239 | 0 | 0 | 480.195
2023 | WI | 307 | Algoma Utility Comm | MISO | DC | 0.007 | 0.204 | 0 | 0 | 0.211 | 1 | 4 | 0 | 0 | 5 | 0 | 0 | 0 | 0 | 0 | 0 | 0 | 0 | 0 | 0 | 0 | 0 | 0 | 0 | 0 | 0 | 0 | 0 | 0 | 0 | 0 | 0 | 0 | 0 | 0 | . | . | . | . | 0 | . | . | . | . | 0 | . | . | . | . | 0 | . | . | . | . | 0 | . | . | . | . | 0 | . | . | . | . | 0 | 0 | 0 | 0 | 0 | 0 | 0 | 0 | 0 | 0 | 0 | 0 | 0 | 0 | 0 | 0 | 0 | 0 | 0 | 0 | 0 | 0 | 0 | 0 | 0 | 0 | 0 | 0 | 0 | 0 | 0 | 0.007 | 0.204 | 0 | 0 | 0.211 | 1 | 4 | 0 | 0 | 5 | 0 | 0 | 0 | 0 | 0
2023 | WI | 1251 | Barron Electric Coop | MISO | AC | 1.426 | . | . | . | 1.426 | 157 | . | . | . | 157 | . | . | . | . | 0 | . | . | . | . | 0 | . | . | . | . | 0 | 0.1 | . | . | . | 0.1 | 98 | . | . | . | 98 | . | . | . | . | 0 | . | . | . | . | 0 | . | . | . | . | 0 | . | . | . | . | 0 | . | . | . | . | 0 | . | . | . | . | 0 | 0.003 | . | . | . | 0.003 | 1 | . | . | . | 1 | . | . | . | . | 0 | . | . | . | . | 0 | . | . | . | . | 0 | . | . | . | . | 0 | 1.529 | 0 | 0 | 0 | 1.529 | 256 | 0 | 0 | 0 | 256 | 0 | 0 | 0 | 0 | 0
2023 | WI | 1776 | City of Black River Falls | MISO | DC | 0.032 | 0.272 | 0 | 0 | 0.304 | 5 | 6 | 0 | 0 | 11 | 0 | 0 | 0 | 0 | 0 | 0 | 0 | 0 | 0 | 0 | 0 | 0 | 0 | 0 | 0 | 0 | 0 | 0 | 0 | 0 | 0 | 0 | 0 | 0 | 0 | . | . | . | . | 0 | . | . | . | . | 0 | . | . | . | . | 0 | . | . | . | . | 0 | . | . | . | . | 0 | . | . | . | . | 0 | 0 | 0 | 0 | 0 | 0 | 0 | 0 | 0 | 0 | 0 | 0 | 0 | 0 | 0 | 0 | 0 | 0 | 0 | 0 | 0 | 0 | 0 | 0 | 0 | 0 | 0 | 0 | 0 | 0 | 0 | 0.032 | 0.272 | 0 | 0 | 0.304 | 5 | 6 | 0 | 0 | 11 | 0 | 0 | 0 | 0 | 0
2023 | WI | 1997 | City of Boscobel - (WI) | MISO | DC | 0.007 | 0.021 | 0 | 0 | 0.028 | 1 | 2 | 0 | 0 | 3 | 0 | 0 | 0 | 0 | 0 | 0 | 0 | 0 | 0 | 0 | 0 | 0 | 0 | 0 | 0 | 0 | 0 | 0 | 0 | 0 | 0 | 0 | 0 | 0 | 0 | . | . | . | . | 0 | . | . | . | . | 0 | . | . | . | . | 0 | . | . | . | . | 0 | . | . | . | . | 0 | . | . | . | . | 0 | 0 | 0 | 0 | 0 | 0 | 0 | 0 | 0 | 0 | 0 | 0 | 0 | 0 | 0 | 0 | 0 | 0 | 0 | 0 | 0 | 0 | 0 | 0 | 0 | 0 | 0 | 0 | 0 | 0 | 0 | 0.007 | 0.021 | 0 | 0 | 0.028 | 1 | 2 | 0 | 0 | 3 | 0 | 0 | 0 | 0 | 0
2023 | WI | 2273 | Brodhead Water & Lighting Comm | MISO | DC | 0.027 | 0.032 | 0 | 0 | 0.059 | 4 | 2 | 0 | 0 | 6 | 0 | 0 | 0 | 0 | 0 | 0 | 0 | 0 | 0 | 0 | 0 | 0 | 0 | 0 | 0 | 0 | 0 | 0 | 0 | 0 | 0 | 0 | 0 | 0 | 0 | . | . | . | . | 0 | . | . | . | . | 0 | . | . | . | . | 0 | . | . | . | . | 0 | . | . | . | . | 0 | . | . | . | . | 0 | 0 | 0 | 0 | 0 | 0 | 0 | 0 | 0 | 0 | 0 | 0 | 0 | 0 | 0 | 0 | 0 | 0 | 0 | 0 | 0 | 0 | 0 | 0 | 0 | 0 | 0 | 0 | 0 | 0 | 0 | 0.027 | 0.032 | 0 | 0 | 0.059 | 4 | 2 | 0 | 0 | 6 | 0 | 0 | 0 | 0 | 0
2023 | WI | 3208 | Cedarburg Light & Water Comm | MISO | DC | 0.252 | 0.438 | 0 | 0 | 0.69 | 25 | 5 | 0 | 0 | 30 | 0 | 0 | 0 | 0 | 0 | 0 | 0 | 0 | 0 | 0 | 0 | 0 | 0 | 0 | 0 | 0 | 0 | 0 | 0 | 0 | 0 | 0 | 0 | 0 | 0 | . | . | . | . | 0 | . | . | . | . | 0 | . | . | . | . | 0 | . | . | . | . | 0 | . | . | . | . | 0 | . | . | . | . | 0 | 0 | 0 | 0 | 0 | 0 | 0 | 0 | 0 | 0 | 0 | 0 | 0 | 0 | 0 | 0 | 0 | 0 | 0 | 0 | 0 | 0 | 0 | 0 | 0 | 0 | 0 | 0 | 0 | 0 | 0 | 0.252 | 0.438 | 0 | 0 | 0.69 | 25 | 5 | 0 | 0 | 30 | 0 | 0 | 0 | 0 | 0
2023 | WI | 4073 | City of Columbus - (WI) | MISO | DC | 0.027 | 0.03 | 0 | 0 | 0.057 | 6 | 2 | 0 | 0 | 8 | 0 | 0 | 0 | 0 | 0 | 0 | 0 | 0 | 0 | 0 | 0 | 0 | 0 | 0 | 0 | 0 | 0 | 0 | 0 | 0 | 0 | 0 | 0 | 0 | 0 | . | . | . | . | 0 | . | . | . | . | 0 | . | . | . | . | 0 | . | . | . | . | 0 | . | . | . | . | 0 | . | . | . | . | 0 | 0 | 0 | 0 | 0 | 0 | 0 | 0 | 0 | 0 | 0 | 0 | 0 | 0 | 0 | 0 | 0 | 0 | 0 | 0 | 0 | 0 | 0 | 0 | 0 | 0 | 0 | 0 | 0 | 0 | 0 | 0.027 | 0.03 | 0 | 0 | 0.057 | 6 | 2 | 0 | 0 | 8 | 0 | 0 | 0 | 0 | 0
2023 | WI | 4607 | City of Cuba City | MISO | DC | 0.018 | 0.006 | 0 | 0 | 0.024 | 2 | 1 | 0 | 0 | 3 | 0 | 0 | 0 | 0 | 0 | 0 | 0 | 0 | 0 | 0 | 0 | 0 | 0 | 0 | 0 | 0 | 0 | 0 | 0 | 0 | 0 | 0 | 0 | 0 | 0 | . | . | . | . | 0 | . | . | . | . | 0 | . | . | . | . | 0 | . | . | . | . | 0 | . | . | . | . | 0 | . | . | . | . | 0 | 0 | 0 | 0 | 0 | 0 | 0 | 0 | 0 | 0 | 0 | 0 | 0 | 0 | 0 | 0 | 0 | 0 | 0 | 0 | 0 | 0 | 0 | 0 | 0 | 0 | 0 | 0 | 0 | 0 | 0 | 0.018 | 0.006 | 0 | 0 | 0.024 | 2 | 1 | 0 | 0 | 3 | 0 | 0 | 0 | 0 | 0
2023 | WI | 4715 | Dahlberg Light & Power Co | MISO | AC | 0.411 | 0.123 | 0 | 0 | 0.534 | 58 | 2 | 0 | 0 | 60 | . | . | . | . | 0 | . | . | . | . | 0 | . | . | . | . | 0 | . | . | . | . | 0 | . | . | . | . | 0 | . | . | . | . | 0 | . | . | . | . | 0 | . | . | . | . | 0 | . | . | . | . | 0 | . | . | . | . | 0 | . | . | . | . | 0 | . | . | . | . | 0 | . | . | . | . | 0 | . | . | . | . | 0 | . | . | . | . | 0 | . | . | . | . | 0 | . | . | . | . | 0 | 0.411 | 0.123 | 0 | 0 | 0.534 | 58 | 2 | 0 | 0 | 60 | 0 | 0 | 0 | 0 | 0
2023 | WI | 5417 | Dunn County Electric Coop | MISO | AC | 1.226 | . | . | . | 1.226 | 126 | . | . | . | 126 | 173.406 | . | . | . | 173.406 | . | . | . | . | 0 | . | . | . | . | 0 | 0.1 | . | . | . | 0.1 | 99 | . | . | . | 99 | . | . | . | . | 0 | . | . | . | . | 0 | . | . | . | . | 0 | . | . | . | . | 0 | . | . | . | . | 0 | . | . | . | . | 0 | 0.015 | . | . | . | 0.015 | 3 | . | . | . | 3 | . | . | . | . | 0 | . | . | . | . | 0 | . | . | . | . | 0 | . | . | . | . | 0 | 1.341 | 0 | 0 | 0 | 1.341 | 228 | 0 | 0 | 0 | 228 | 173.406 | 0 | 0 | 0 | 173.406
2023 | WI | 5551 | City of Eagle River - (WI) | MISO | DC | 0 | 0.338 | 0 | 0 | 0.338 | 0 | 4 | 0 | 0 | 4 | 0 | 0 | 0 | 0 | 0 | 0 | 0 | 0 | 0 | 0 | 0 | 0 | 0 | 0 | 0 | 0 | 0 | 0 | 0 | 0 | 0 | 0 | 0 | 0 | 0 | . | . | . | . | 0 | . | . | . | . | 0 | . | . | . | . | 0 | . | . | . | . | 0 | . | . | . | . | 0 | . | . | . | . | 0 | 0 | 0 | 0 | 0 | 0 | 0 | 0 | 0 | 0 | 0 | 0 | 0 | 0 | 0 | 0 | 0 | 0 | 0 | 0 | 0 | 0 | 0 | 0 | 0 | 0 | 0 | 0 | 0 | 0 | 0 | 0 | 0.338 | 0 | 0 | 0.338 | 0 | 4 | 0 | 0 | 4 | 0 | 0 | 0 | 0 | 0
2023 | WI | 5574 | East Central Energy | MISO | AC | 0.305 | 0.02 | 0 | 0 | 0.325 | 36 | 1 | 0 | 0 | 37 | 71.082 | 2.481 | 0 | 0 | 73.563 | . | . | . | . | 0 | . | . | . | . | 0 | . | . | . | . | 0 | . | . | . | . | 0 | . | . | . | . | 0 | . | . | . | . | 0 | . | . | . | . | 0 | . | . | . | . | 0 | . | . | . | . | 0 | . | . | . | . | 0 | 0.02 | 0 | 0 | 0 | 0.02 | 2 | 0 | 0 | 0 | 2 | 0 | 0 | 0 | 0 | 0 | . | . | . | . | 0 | . | . | . | . | 0 | . | . | . | . | 0 | 0.325 | 0.02 | 0 | 0 | 0.345 | 38 | 1 | 0 | 0 | 39 | 71.082 | 2.481 | 0 | 0 | 73.563
2023 | WI | 6043 | City of Evansville | MISO | DC | 0.456 | 0.003 | 0 | 0 | 0.459 | 60 | 1 | 0 | 0 | 61 | 0 | 0 | 0 | 0 | 0 | 0 | 0 | 0 | 0 | 0 | 0 | 0 | 0 | 0 | 0 | 0 | 0 | 0 | 0 | 0 | 0 | 0 | 0 | 0 | 0 | . | . | . | . | 0 | . | . | . | . | 0 | . | . | . | . | 0 | . | . | . | . | 0 | . | . | . | . | 0 | . | . | . | . | 0 | 0 | 0.1 | 0 | 0 | 0.1 | 0 | 1 | 0 | 0 | 1 | 0 | 0 | 0 | 0 | 0 | 0 | 0 | 0 | 0 | 0 | 0 | 0 | 0 | 0 | 0 | 0 | 0 | 0 | 0 | 0 | 0.456 | 0.103 | 0 | 0 | 0.559 | 60 | 2 | 0 | 0 | 62 | 0 | 0 | 0 | 0 | 0
2023 | WI | 6424 | Florence Utility Comm | MISO | DC | 0 | 0.027 | 0 | 0 | 0.027 | 0 | 2 | 0 | 0 | 2 | 0 | 0 | 0 | 0 | 0 | 0 | 0 | 0 | 0 | 0 | 0 | 0 | 0 | 0 | 0 | 0 | 0 | 0 | 0 | 0 | 0 | 0 | 0 | 0 | 0 | . | . | . | . | 0 | . | . | . | . | 0 | . | . | . | . | 0 | . | . | . | . | 0 | . | . | . | . | 0 | . | . | . | . | 0 | 0 | 0 | 0 | 0 | 0 | 0 | 0 | 0 | 0 | 0 | 0 | 0 | 0 | 0 | 0 | 0 | 0 | 0 | 0 | 0 | 0 | 0 | 0 | 0 | 0 | 0 | 0 | 0 | 0 | 0 | 0 | 0.027 | 0 | 0 | 0.027 | 0 | 2 | 0 | 0 | 2 | 0 | 0 | 0 | 0 | 0
2023 | WI | 8212 | Hartford Electric | MISO | DC | 0.093 | 0.027 | 0 | 0 | 0.12 | 10 | 2 | 0 | 0 | 12 | 0 | 0 | 0 | 0 | 0 | 0 | 0 | 0 | 0 | 0 | 0 | 0 | 0 | 0 | 0 | 0 | 0 | 0 | 0 | 0 | 0 | 0 | 0 | 0 | 0 | . | . | . | . | 0 | . | . | . | . | 0 | . | . | . | . | 0 | . | . | . | . | 0 | . | . | . | . | 0 | . | . | . | . | 0 | 0 | 0 | 0 | 0 | 0 | 0 | 0 | 0 | 0 | 0 | 0 | 0 | 0 | 0 | 0 | 0 | 0 | 0 | 0 | 0 | 0 | 0 | 0 | 0 | 0 | 0 | 0 | 0 | 0 | 0 | 0.093 | 0.027 | 0 | 0 | 0.12 | 10 | 2 | 0 | 0 | 12 | 0 | 0 | 0 | 0 | 0
2023 | WI | 9124 | Hustisford Utilities | MISO | DC | 0.005 | 0 | 0 | 0 | 0.005 | 1 | 0 | 0 | 0 | 1 | 0 | 0 | 0 | 0 | 0 | 0 | 0 | 0 | 0 | 0 | 0 | 0 | 0 | 0 | 0 | 0 | 0 | 0 | 0 | 0 | 0 | 0 | 0 | 0 | 0 | . | . | . | . | 0 | . | . | . | . | 0 | . | . | . | . | 0 | . | . | . | . | 0 | . | . | . | . | 0 | . | . | . | . | 0 | 0 | 0 | 0 | 0 | 0 | 0 | 0 | 0 | 0 | 0 | 0 | 0 | 0 | 0 | 0 | 0 | 0 | 0 | 0 | 0 | 0 | 0 | 0 | 0 | 0 | 0 | 0 | 0 | 0 | 0 | 0.005 | 0 | 0 | 0 | 0.005 | 1 | 0 | 0 | 0 | 1 | 0 | 0 | 0 | 0 | 0
2023 | WI | 9690 | Jefferson Utilities | MISO | DC | 0.109 | 0.228 | 0 | 0 | 0.337 | 16 | 8 | 0 | 0 | 24 | 0 | 0 | 0 | 0 | 0 | 0 | 0 | 0 | 0 | 0 | 0 | 0 | 0 | 0 | 0 | 0 | 0 | 0 | 0 | 0 | 0 | 0 | 0 | 0 | 0 | . | . | . | . | 0 | . | . | . | . | 0 | . | . | . | . | 0 | . | . | . | . | 0 | . | . | . | . | 0 | . | . | . | . | 0 | 0 | 0 | 0 | 0 | 0 | 0 | 0 | 0 | 0 | 0 | 0 | 0 | 0 | 0 | 0 | 0 | 0 | 0 | 0 | 0 | 0 | 0 | 0 | 0 | 0 | 0 | 0 | 0 | 0 | 0 | 0.109 | 0.228 | 0 | 0 | 0.337 | 16 | 8 | 0 | 0 | 24 | 0 | 0 | 0 | 0 | 0
2023 | WI | 9936 | Juneau Utility Comm | MISO | DC | 0.021 | 0.005 | 0 | 0 | 0.026 | 3 | 1 | 0 | 0 | 4 | 0 | 0 | 0 | 0 | 0 | 0 | 0 | 0 | 0 | 0 | 0 | 0 | 0 | 0 | 0 | 0 | 0 | 0 | 0 | 0 | 0 | 0 | 0 | 0 | 0 | . | . | . | . | 0 | . | . | . | . | 0 | . | . | . | . | 0 | . | . | . | . | 0 | . | . | . | . | 0 | . | . | . | . | 0 | 0 | 0 | 0 | 0 | 0 | 0 | 0 | 0 | 0 | 0 | 0 | 0 | 0 | 0 | 0 | 0 | 0 | 0 | 0 | 0 | 0 | 0 | 0 | 0 | 0 | 0 | 0 | 0 | 0 | 0 | 0.021 | 0.005 | 0 | 0 | 0.026 | 3 | 1 | 0 | 0 | 4 | 0 | 0 | 0 | 0 | 0
2023 | WI | 10056 | City of Kaukauna | MISO | DC | 0.277 | 0.656 | 0 | 0 | 0.933 | 35 | 13 | 0 | 0 | 48 | 0 | 0 | 0 | 0 | 0 | 0 | 0 | 0 | 0 | 0 | 0 | 0 | 0 | 0 | 0 | 0 | 0 | 0 | 0 | 0 | 0 | 0 | 0 | 0 | 0 | . | . | . | . | 0 | . | . | . | . | 0 | . | . | . | . | 0 | . | . | . | . | 0 | . | . | . | . | 0 | . | . | . | . | 0 | 0 | 0 | 0 | 0 | 0 | 0 | 0 | 0 | 0 | 0 | 0 | 0 | 0 | 0 | 0 | 0 | 0 | 0.05 | 0 | 0.05 | 0 | 0 | 1 | 0 | 1 | 0 | 0 | 0 | 0 | 0 | 0.277 | 0.656 | 0.05 | 0 | 0.983 | 35 | 13 | 1 | 0 | 49 | 0 | 0 | 0 | 0 | 0
2023 | WI | 10605 | Lake Mills Light & Water | MISO | DC | 0.126 | 0.104 | 0 | 0 | 0.23 | 18 | 5 | 0 | 0 | 23 | 0 | 0 | 0 | 0 | 0 | 0 | 0 | 0 | 0 | 0 | 0 | 0 | 0 | 0 | 0 | 0 | 0 | 0 | 0 | 0 | 0 | 0 | 0 | 0 | 0 | . | . | . | . | 0 | . | . | . | . | 0 | . | . | . | . | 0 | . | . | . | . | 0 | . | . | . | . | 0 | . | . | . | . | 0 | 0 | 0 | 0 | 0 | 0 | 0 | 0 | 0 | 0 | 0 | 0 | 0 | 0 | 0 | 0 | 0 | 0 | 0 | 0 | 0 | 0 | 0 | 0 | 0 | 0 | 0 | 0 | 0 | 0 | 0 | 0.126 | 0.104 | 0 | 0 | 0.23 | 18 | 5 | 0 | 0 | 23 | 0 | 0 | 0 | 0 | 0
2023 | WI | 11125 | City of Lodi - (WI) | MISO | DC | 0.112 | 0.005 | 0 | 0 | 0.117 | 14 | 1 | 0 | 0 | 15 | 0 | 0 | 0 | 0 | 0 | 0 | 0 | 0 | 0 | 0 | 0 | 0 | 0 | 0 | 0 | 0 | 0 | 0 | 0 | 0 | 0 | 0 | 0 | 0 | 0 | . | . | . | . | 0 | . | . | . | . | 0 | . | . | . | . | 0 | . | . | . | . | 0 | . | . | . | . | 0 | . | . | . | . | 0 | 0 | 0 | 0 | 0 | 0 | 0 | 0 | 0 | 0 | 0 | 0 | 0 | 0 | 0 | 0 | 0 | 0 | 0 | 0 | 0 | 0 | 0 | 0 | 0 | 0 | 0 | 0 | 0 | 0 | 0 | 0.112 | 0.005 | 0 | 0 | 0.117 | 14 | 1 | 0 | 0 | 15 | 0 | 0 | 0 | 0 | 0
2023 | WI | 11479 | Madison Gas & Electric Co | MISO | AC | 13.624 | 36.371 | . | . | 49.995 | 2200 | 301 | . | . | 2501 | 386.721 | 283.391 | . | . | 670.112 | . | . | . | . | 0 | . | . | . | . | 0 | . | . | . | . | 0 | . | . | . | . | 0 | . | . | . | . | 0 | . | . | . | . | 0 | . | . | . | . | 0 | . | . | . | . | 0 | . | . | . | . | 0 | . | . | . | . | 0 | 0.04 | 0.02 | . | . | 0.06 | 4 | 1 | . | . | 5 | 0.578 | . | . | . | 0.578 | . | 0.4 | . | . | 0.4 | . | 1 | . | . | 1 | . | . | . | . | 0 | 13.664 | 36.791 | 0 | 0 | 50.455 | 2204 | 303 | 0 | 0 | 2507 | 387.299 | 283.391 | 0 | 0 | 670.69
2023 | WI | 11571 | Manitowoc Public Utilities | MISO | AC | 0.065 | 0.03 | 0.116 | . | 0.211 | 11 | 3 | 2 | . | 16 | . | . | . | . | 0 | . | . | . | . | 0 | . | . | . | . | 0 | . | . | . | . | 0 | . | . | . | . | 0 | 0.004 | 0.01 | . | . | 0.014 | 1 | 2 | . | . | 3 | . | . | . | . | 0 | . | . | . | . | 0 | . | . | . | . | 0 | . | . | . | . | 0 | . | . | . | . | 0 | . | . | . | . | 0 | . | . | . | . | 0 | . | . | . | . | 0 | . | . | . | . | 0 | . | . | . | . | 0 | 0.065 | 0.03 | 0.116 | 0 | 0.211 | 11 | 3 | 2 | 0 | 16 | 0 | 0 | 0 | 0 | 0
2023 | WI | 11740 | City of Marshfield - (WI) | MISO | AC | 0.231 | 0.053 | . | . | 0.284 | 38 | 5 | . | . | 43 | 52.386 | 15.517 | . | . | 67.903 | . | . | . | . | 0 | . | . | . | . | 0 | . | . | . | . | 0 | . | . | . | . | 0 | . | . | . | . | 0 | . | . | . | . | 0 | . | . | . | . | 0 | . | . | . | . | 0 | . | . | . | . | 0 | . | . | . | . | 0 | . | . | . | . | 0 | . | . | . | . | 0 | . | . | . | . | 0 | . | . | . | . | 0 | . | . | . | . | 0 | . | . | . | . | 0 | 0.231 | 0.053 | 0 | 0 | 0.284 | 38 | 5 | 0 | 0 | 43 | 52.386 | 15.517 | 0 | 0 | 67.903
2023 | WI | 12298 | City of Menasha - (WI) | MISO | DC | 0.207 | 0.231 | 0 | 0 | 0.438 | 29 | 9 | 0 | 0 | 38 | 0 | 0 | 0 | 0 | 0 | 0 | 0 | 0 | 0 | 0 | 0 | 0 | 0 | 0 | 0 | 0 | 0 | 0 | 0 | 0 | 0 | 0 | 0 | 0 | 0 | . | . | . | . | 0 | . | . | . | . | 0 | . | . | . | . | 0 | . | . | . | . | 0 | . | . | . | . | 0 | . | . | . | . | 0 | 0 | 0 | 0 | 0 | 0 | 0 | 0 | 0 | 0 | 0 | 0 | 0 | 0 | 0 | 0 | 0 | 0 | 0 | 0 | 0 | 0 | 0 | 0 | 0 | 0 | 0 | 0 | 0 | 0 | 0 | 0.207 | 0.231 | 0 | 0 | 0.438 | 29 | 9 | 0 | 0 | 38 | 0 | 0 | 0 | 0 | 0
2023 | WI | 13036 | Village of Mt. Horeb - (WI) | MISO | DC | 0.679 | 0.101 | 0 | 0 | 0.78 | 97 | 7 | 0 | 0 | 104 | 0 | 0 | 0 | 0 | 0 | 0 | 0 | 0 | 0 | 0 | 0 | 0 | 0 | 0 | 0 | 0 | 0 | 0 | 0 | 0 | 0 | 0 | 0 | 0 | 0 | . | . | . | . | 0 | . | . | . | . | 0 | . | . | . | . | 0 | . | . | . | . | 0 | . | . | . | . | 0 | . | . | . | . | 0 | 0.01 | 0 | 0 | 0 | 0.01 | 1 | 0 | 0 | 0 | 1 | 0 | 0 | 0 | 0 | 0 | 0 | 0 | 0 | 0 | 0 | 0 | 0 | 0 | 0 | 0 | 0 | 0 | 0 | 0 | 0 | 0.689 | 0.101 | 0 | 0 | 0.79 | 98 | 7 | 0 | 0 | 105 | 0 | 0 | 0 | 0 | 0
2023 | WI | 13145 | Village of Muscoda - (WI) | MISO | DC | 0.008 | 0.006 | 0 | 0 | 0.014 | 1 | 1 | 0 | 0 | 2 | 0 | 0 | 0 | 0 | 0 | 0 | 0 | 0 | 0 | 0 | 0 | 0 | 0 | 0 | 0 | 0 | 0 | 0 | 0 | 0 | 0 | 0 | 0 | 0 | 0 | . | . | . | . | 0 | . | . | . | . | 0 | . | . | . | . | 0 | . | . | . | . | 0 | . | . | . | . | 0 | . | . | . | . | 0 | 0 | 0 | 0 | 0 | 0 | 0 | 0 | 0 | 0 | 0 | 0 | 0 | 0 | 0 | 0 | 0 | 0 | 0.335 | 0 | 0.335 | 0 | 0 | 1 | 0 | 1 | 0 | 0 | 0 | 0 | 0 | 0.008 | 0.006 | 0.335 | 0 | 0.349 | 1 | 1 | 1 | 0 | 3 | 0 | 0 | 0 | 0 | 0
2023 | WI | 13438 | Village of New Glarus - (WI) | MISO | DC | 0.122 | 0.2 | 0 | 0 | 0.322 | 17 | 6 | 0 | 0 | 23 | 0 | 0 | 0 | 0 | 0 | 0 | 0 | 0 | 0 | 0 | 0 | 0 | 0 | 0 | 0 | 0 | 0 | 0 | 0 | 0 | 0 | 0 | 0 | 0 | 0 | . | . | . | . | 0 | . | . | . | . | 0 | . | . | . | . | 0 | . | . | . | . | 0 | . | . | . | . | 0 | . | . | . | . | 0 | 0 | 0 | 0 | 0 | 0 | 0 | 0 | 0 | 0 | 0 | 0 | 0 | 0 | 0 | 0 | 0 | 0 | 0 | 0 | 0 | 0 | 0 | 0 | 0 | 0 | 0 | 0 | 0 | 0 | 0 | 0.122 | 0.2 | 0 | 0 | 0.322 | 17 | 6 | 0 | 0 | 23 | 0 | 0 | 0 | 0 | 0
2023 | WI | 13448 | City of New Holstein - (WI) | MISO | DC | 0.137 | 0.008 | 0 | 0 | 0.145 | 15 | 2 | 0 | 0 | 17 | 0 | 0 | 0 | 0 | 0 | 0 | 0 | 0 | 0 | 0 | 0 | 0 | 0 | 0 | 0 | 0 | 0 | 0 | 0 | 0 | 0 | 0 | 0 | 0 | 0 | . | . | . | . | 0 | . | . | . | . | 0 | . | . | . | . | 0 | . | . | . | . | 0 | . | . | . | . | 0 | . | . | . | . | 0 | 0 | 0.02 | 0 | 0 | 0.02 | 0 | 1 | 0 | 0 | 1 | 0 | 0 | 0 | 0 | 0 | 0 | 0 | 0 | 0 | 0 | 0 | 0 | 0 | 0 | 0 | 0 | 0 | 0 | 0 | 0 | 0.137 | 0.028 | 0 | 0 | 0.165 | 15 | 3 | 0 | 0 | 18 | 0 | 0 | 0 | 0 | 0
2023 | WI | 13467 | New London Electric&Water Util | MISO | DC | 0.078 | 0 | 0 | 0 | 0.078 | 9 | 0 | 0 | 0 | 9 | 0 | 0 | 0 | 0 | 0 | 0 | 0 | 0 | 0 | 0 | 0 | 0 | 0 | 0 | 0 | 0 | 0 | 0 | 0 | 0 | 0 | 0 | 0 | 0 | 0 | . | . | . | . | 0 | . | . | . | . | 0 | . | . | . | . | 0 | . | . | . | . | 0 | . | . | . | . | 0 | . | . | . | . | 0 | 0 | 0 | 0 | 0 | 0 | 0 | 0 | 0 | 0 | 0 | 0 | 0 | 0 | 0 | 0 | 0 | 0 | 0 | 0 | 0 | 0 | 0 | 0 | 0 | 0 | 0 | 0 | 0 | 0 | 0 | 0.078 | 0 | 0 | 0 | 0.078 | 9 | 0 | 0 | 0 | 9 | 0 | 0 | 0 | 0 | 0
2023 | WI | 13481 | City of New Richmond | MISO | DC | 0.13 | 0.287 | 0 | 0 | 0.417 | 16 | 4 | 0 | 0 | 20 | 0 | 0 | 0 | 0 | 0 | 0 | 0 | 0 | 0 | 0 | 0 | 0 | 0 | 0 | 0 | 0 | 0 | 0 | 0 | 0 | 0 | 0 | 0 | 0 | 0 | . | . | . | . | 0 | . | . | . | . | 0 | . | . | . | . | 0 | . | . | . | . | 0 | . | . | . | . | 0 | . | . | . | . | 0 | 0 | 0 | 0 | 0 | 0 | 0 | 0 | 0 | 0 | 0 | 0 | 0 | 0 | 0 | 0 | 0 | 0.435 | 0 | 0 | 0.435 | 0 | 1 | 0 | 0 | 1 | 0 | 0 | 0 | 0 | 0 | 0.13 | 0.722 | 0 | 0 | 0.852 | 16 | 5 | 0 | 0 | 21 | 0 | 0 | 0 | 0 | 0
2023 | WI | 13697 | North Central Power Co Inc | MISO | AC | 0.404 | . | . | . | 0.404 | 48 | . | . | . | 48 | 67.317 | . | . | . | 67.317 | . | . | . | . | 0 | . | . | . | . | 0 | . | . | . | . | 0 | . | . | . | . | 0 | . | . | . | . | 0 | . | . | . | . | 0 | . | . | . | . | 0 | . | . | . | . | 0 | . | . | . | . | 0 | . | . | . | . | 0 | . | . | . | . | 0 | . | . | . | . | 0 | . | . | . | . | 0 | . | . | . | . | 0 | . | . | . | . | 0 | . | . | . | . | 0 | 0.404 | 0 | 0 | 0 | 0.404 | 48 | 0 | 0 | 0 | 48 | 67.317 | 0 | 0 | 0 | 67.317
2023 | WI | 13780 | Northern States Power Co | MISO | AC | 2.52 | 0.505 | . | . | 3.025 | 334 | 25 | . | . | 359 | . | . | . | . | 0 | 0.334 | 2.695 | . | . | 3.029 | 100 | 49 | . | . | 149 | . | . | . | . | 0 | . | . | . | . | 0 | . | . | . | . | 0 | . | . | . | . | 0 | . | . | . | . | 0 | . | . | . | . | 0 | . | . | . | . | 0 | . | . | . | . | 0 | . | . | . | . | 0 | . | . | . | . | 0 | . | . | . | . | 0 | . | . | . | . | 0 | . | . | . | . | 0 | . | . | . | . | 0 | 2.854 | 3.2 | 0 | 0 | 6.054 | 434 | 74 | 0 | 0 | 508 | 0 | 0 | 0 | 0 | 0
2023 | WI | 13815 | Northwestern Wisconsin Elec Co | MISO | AC | 0.639 | 0.103 | . | . | 0.742 | 86 | 11 | . | . | 97 | 163.848 | 38.7 | . | . | 202.548 | . | . | . | . | 0 | . | . | . | . | 0 | . | . | . | . | 0 | . | . | . | . | 0 | . | . | . | . | 0 | . | . | . | . | 0 | . | . | . | . | 0 | . | . | . | . | 0 | . | . | . | . | 0 | . | . | . | . | 0 | 0.02 | 0.04 | . | . | 0.06 | 1 | 2 | . | . | 3 | . | . | . | . | 0 | . | . | . | . | 0 | . | . | . | . | 0 | . | . | . | . | 0 | 0.659 | 0.143 | 0 | 0 | 0.802 | 87 | 13 | 0 | 0 | 100 | 163.848 | 38.7 | 0 | 0 | 202.548
2023 | WI | 13936 | Oakdale Electric Coop | MISO | AC | 1.122 | 0.039 | 0 | 0 | 1.161 | 141 | 3 | 0 | 0 | 144 | 0 | 0 | 0 | 0 | 0 | 0 | 0 | 0 | 0 | 0 | 0 | 0 | 0 | 0 | 0 | 0.2 | 0 | 0 | 0 | 0.2 | 93 | 0 | 0 | 0 | 93 | 0 | 0 | 0 | 0 | 0 | 0 | 0 | 0 | 0 | 0 | 0 | 0 | 0 | 0 | 0 | 0 | 0 | 0 | 0 | 0 | 0 | 0 | 0 | 0 | 0 | 0 | 0 | 0 | 0 | 0 | 0.01 | 0 | 0 | 0 | 0.01 | 2 | 0 | 0 | 0 | 2 | 0 | 0 | 0 | 0 | 0 | 0 | 0 | 0 | 0 | 0 | 0 | 0 | 0 | 0 | 0 | 0 | 0 | 0 | 0 | 0 | 1.332 | 0.039 | 0 | 0 | 1.371 | 236 | 3 | 0 | 0 | 239 | 0 | 0 | 0 | 0 | 0
2023 | WI | 13963 | Oconomowoc Utilities | MISO | DC | 0.465 | 0.017 | 0 | 0 | 0.482 | 67 | 3 | 0 | 0 | 70 | 0 | 0 | 0 | 0 | 0 | 0 | 0 | 0 | 0 | 0 | 0 | 0 | 0 | 0 | 0 | 0 | 0 | 0 | 0 | 0 | 0 | 0 | 0 | 0 | 0 | . | . | . | . | 0 | . | . | . | . | 0 | . | . | . | . | 0 | . | . | . | . | 0 | . | . | . | . | 0 | . | . | . | . | 0 | 0 | 0 | 0 | 0 | 0 | 0 | 0 | 0 | 0 | 0 | 0 | 0 | 0 | 0 | 0 | 0 | 0 | 0 | 0 | 0 | 0 | 0 | 0 | 0 | 0 | 0 | 0 | 0 | 0 | 0 | 0.465 | 0.017 | 0 | 0 | 0.482 | 67 | 3 | 0 | 0 | 70 | 0 | 0 | 0 | 0 | 0
2023 | WI | 15159 | City of Plymouth - (WI) | MISO | DC | 0.442 | 1.104 | 0 | 0 | 1.546 | 51 | 14 | 0 | 0 | 65 | 0 | 0 | 0 | 0 | 0 | 0 | 0 | 0 | 0 | 0 | 0 | 0 | 0 | 0 | 0 | 0 | 0 | 0 | 0 | 0 | 0 | 0 | 0 | 0 | 0 | . | . | . | . | 0 | . | . | . | . | 0 | . | . | . | . | 0 | . | . | . | . | 0 | . | . | . | . | 0 | . | . | . | . | 0 | 0.1 | 0 | 0 | 0 | 0.1 | 1 | 0 | 0 | 0 | 1 | 0 | 0 | 0 | 0 | 0 | 0 | 0.13 | 0 | 0 | 0.13 | 0 | 1 | 0 | 0 | 1 | 0 | 0 | 0 | 0 | 0 | 0.542 | 1.234 | 0 | 0 | 1.776 | 52 | 15 | 0 | 0 | 67 | 0 | 0 | 0 | 0 | 0
2023 | WI | 15312 | Village of Prairie Du Sac - (WI) | MISO | DC | 0.148 | 0.153 | 0 | 0 | 0.301 | 24 | 8 | 0 | 0 | 32 | 0 | 0 | 0 | 0 | 0 | 0 | 0 | 0 | 0 | 0 | 0 | 0 | 0 | 0 | 0 | 0 | 0 | 0 | 0 | 0 | 0 | 0 | 0 | 0 | 0 | . | . | . | . | 0 | . | . | . | . | 0 | . | . | . | . | 0 | . | . | . | . | 0 | . | . | . | . | 0 | . | . | . | . | 0 | 0 | 0 | 0 | 0 | 0 | 0 | 0 | 0 | 0 | 0 | 0 | 0 | 0 | 0 | 0 | 0 | 0 | 0 | 0 | 0 | 0 | 0 | 0 | 0 | 0 | 0 | 0 | 0 | 0 | 0 | 0.148 | 0.153 | 0 | 0 | 0.301 | 24 | 8 | 0 | 0 | 32 | 0 | 0 | 0 | 0 | 0
2023 | WI | 15344 | Polk-Burnett Electric Coop | MISO | AC | 1.361 | 0.114 | . | . | 1.475 | 174 | 9 | . | . | 183 | 294.149 | 30.127 | . | . | 324.276 | . | . | . | . | 0 | . | . | . | . | 0 | . | . | . | . | 0 | . | . | . | . | 0 | . | . | . | . | 0 | . | . | . | . | 0 | . | . | . | . | 0 | . | . | . | . | 0 | . | . | . | . | 0 | . | . | . | . | 0 | 0.039 | . | . | . | 0.039 | 1 | . | . | . | 1 | 68.6 | . | . | . | 68.6 | . | . | . | . | 0 | . | . | . | . | 0 | . | . | . | . | 0 | 1.4 | 0.114 | 0 | 0 | 1.514 | 175 | 9 | 0 | 0 | 184 | 362.749 | 30.127 | 0 | 0 | 392.876
2023 | WI | 15804 | Reedsburg Utility Comm | MISO | DC | 0.122 | 0.43 | 0 | 0 | 0.552 | 17 | 10 | 0 | 0 | 27 | 0 | 0 | 0 | 0 | 0 | 0 | 0 | 0 | 0 | 0 | 0 | 0 | 0 | 0 | 0 | 0 | 0 | 0 | 0 | 0 | 0 | 0 | 0 | 0 | 0 | . | . | . | . | 0 | . | . | . | . | 0 | . | . | . | . | 0 | . | . | . | . | 0 | . | . | . | . | 0 | . | . | . | . | 0 | 0 | 0 | 0 | 0 | 0 | 0 | 0 | 0 | 0 | 0 | 0 | 0 | 0 | 0 | 0 | 0 | 0 | 0 | 0 | 0 | 0 | 0 | 0 | 0 | 0 | 0 | 0 | 0 | 0 | 0 | 0.122 | 0.43 | 0 | 0 | 0.552 | 17 | 10 | 0 | 0 | 27 | 0 | 0 | 0 | 0 | 0
2023 | WI | 15978 | City of Richland Center - (WI) | MISO | DC | 0.034 | 0.055 | 0 | 0 | 0.089 | 4 | 4 | 0 | 0 | 8 | 0 | 0 | 0 | 0 | 0 | 0 | 0 | 0 | 0 | 0 | 0 | 0 | 0 | 0 | 0 | 0 | 0 | 0 | 0 | 0 | 0 | 0 | 0 | 0 | 0 | . | . | . | . | 0 | . | . | . | . | 0 | . | . | . | . | 0 | . | . | . | . | 0 | . | . | . | . | 0 | . | . | . | . | 0 | 0 | 0 | 0 | 0 | 0 | 0 | 0 | 0 | 0 | 0 | 0 | 0 | 0 | 0 | 0 | 0 | 0 | 0 | 0 | 0 | 0 | 0 | 0 | 0 | 0 | 0 | 0 | 0 | 0 | 0 | 0.034 | 0.055 | 0 | 0 | 0.089 | 4 | 4 | 0 | 0 | 8 | 0 | 0 | 0 | 0 | 0
2023 | WI | 16082 | City of River Falls | MISO | DC | 0.572 | 0.865 | 0 | 0 | 1.437 | 83 | 15 | 0 | 0 | 98 | 0 | 0 | 0 | 0 | 0 | 0 | 0 | 0 | 0 | 0 | 0 | 0 | 0 | 0 | 0 | 0 | 0 | 0 | 0 | 0 | 0 | 0 | 0 | 0 | 0 | . | . | . | . | 0 | . | . | . | . | 0 | . | . | . | . | 0 | . | . | . | . | 0 | . | . | . | . | 0 | . | . | . | . | 0 | 0 | 0 | 0 | 0 | 0 | 0 | 0 | 0 | 0 | 0 | 0 | 0 | 0 | 0 | 0 | 0 | 0 | 0 | 0 | 0 | 0 | 0 | 0 | 0 | 0 | 0 | 0 | 0 | 0 | 0 | 0.572 | 0.865 | 0 | 0 | 1.437 | 83 | 15 | 0 | 0 | 98 | 0 | 0 | 0 | 0 | 0
2023 | WI | 16196 | Rock Energy Cooperative | MISO | AC | 0.447 | . | . | . | 0.447 | 54 | . | . | . | 54 | . | . | . | . | 0 | . | . | . | . | 0 | . | . | . | . | 0 | . | . | . | . | 0 | . | . | . | . | 0 | . | . | . | . | 0 | . | . | . | . | 0 | . | . | . | . | 0 | . | . | . | . | 0 | . | . | . | . | 0 | . | . | . | . | 0 | . | . | . | . | 0 | . | . | . | . | 0 | . | . | . | . | 0 | . | . | . | . | 0 | . | . | . | . | 0 | . | . | . | . | 0 | 0.447 | 0 | 0 | 0 | 0.447 | 54 | 0 | 0 | 0 | 54 | 0 | 0 | 0 | 0 | 0
2023 | WI | 16740 | Scenic Rivers Energy Coop | MISO | AC | 1.985 | . | 0.286 | . | 2.271 | 211 | . | 4 | . | 215 | 1502.1 | . | 399.711 | . | 1901.811 | . | . | . | . | 0 | . | . | . | . | 0 | . | . | . | . | 0 | . | . | . | . | 0 | 0.088 | . | . | . | 0.088 | 7 | . | . | . | 7 | 0.095 | . | . | . | 0.095 | . | . | . | . | 0 | . | . | . | . | 0 | . | . | . | . | 0 | 0.019 | . | . | . | 0.019 | 1 | . | . | . | 1 | 0 | . | . | . | 0 | . | . | . | . | 0 | . | . | . | . | 0 | . | . | . | . | 0 | 2.004 | 0 | 0.286 | 0 | 2.29 | 212 | 0 | 4 | 0 | 216 | 1502.1 | 0 | 399.711 | 0 | 1901.811
2023 | WI | 17324 | Slinger Utilities | MISO | DC | 0.044 | 0.107 | 0 | 0 | 0.151 | 5 | 2 | 0 | 0 | 7 | 0 | 0 | 0 | 0 | 0 | 0 | 0 | 0 | 0 | 0 | 0 | 0 | 0 | 0 | 0 | 0 | 0 | 0 | 0 | 0 | 0 | 0 | 0 | 0 | 0 | . | . | . | . | 0 | . | . | . | . | 0 | . | . | . | . | 0 | . | . | . | . | 0 | . | . | . | . | 0 | . | . | . | . | 0 | 0 | 0 | 0 | 0 | 0 | 0 | 0 | 0 | 0 | 0 | 0 | 0 | 0 | 0 | 0 | 0 | 0 | 0 | 0 | 0 | 0 | 0 | 0 | 0 | 0 | 0 | 0 | 0 | 0 | 0 | 0.044 | 0.107 | 0 | 0 | 0.151 | 5 | 2 | 0 | 0 | 7 | 0 | 0 | 0 | 0 | 0
2023 | WI | 18181 | City of Stoughton - (WI) | MISO | DC | 0.967 | 0.548 | 0 | 0 | 1.515 | 125 | 10 | 0 | 0 | 135 | 0 | 0 | 0 | 0 | 0 | 0 | 0 | 0 | 0 | 0 | 0 | 0 | 0 | 0 | 0 | 0 | 0 | 0 | 0 | 0 | 0 | 0 | 0 | 0 | 0 | . | . | . | . | 0 | . | . | . | . | 0 | . | . | . | . | 0 | . | . | . | . | 0 | . | . | . | . | 0 | . | . | . | . | 0 | 0 | 0 | 0 | 0 | 0 | 0 | 0 | 0 | 0 | 0 | 0 | 0 | 0 | 0 | 0 | 0 | 0 | 0 | 0 | 0 | 0 | 0 | 0 | 0 | 0 | 0 | 0 | 0 | 0 | 0 | 0.967 | 0.548 | 0 | 0 | 1.515 | 125 | 10 | 0 | 0 | 135 | 0 | 0 | 0 | 0 | 0
2023 | WI | 18249 | City of Sturgeon Bay - (WI) | MISO | DC | 0.213 | 0.107 | 0 | 0 | 0.32 | 29 | 9 | 0 | 0 | 38 | 0 | 0 | 0 | 0 | 0 | 0 | 0 | 0 | 0 | 0 | 0 | 0 | 0 | 0 | 0 | 0 | 0 | 0 | 0 | 0 | 0 | 0 | 0 | 0 | 0 | . | . | . | . | 0 | . | . | . | . | 0 | . | . | . | . | 0 | . | . | . | . | 0 | . | . | . | . | 0 | . | . | . | . | 0 | 0.03 | 0 | 0 | 0 | 0.03 | 2 | 0 | 0 | 0 | 2 | 0 | 0 | 0 | 0 | 0 | 0 | 0 | 0 | 0 | 0 | 0 | 0 | 0 | 0 | 0 | 0 | 0 | 0 | 0 | 0 | 0.243 | 0.107 | 0 | 0 | 0.35 | 31 | 9 | 0 | 0 | 40 | 0 | 0 | 0 | 0 | 0
2023 | WI | 18312 | Sun Prairie Utilities | MISO | DC | 1.885 | 0.86 | 0 | 0 | 2.745 | 266 | 15 | 0 | 0 | 281 | 0 | 0 | 0 | 0 | 0 | 0 | 0 | 0 | 0 | 0 | 0 | 0 | 0 | 0 | 0 | 0 | 0 | 0 | 0 | 0 | 0 | 0 | 0 | 0 | 0 | . | . | . | . | 0 | . | . | . | . | 0 | . | . | . | . | 0 | . | . | . | . | 0 | . | . | . | . | 0 | . | . | . | . | 0 | 0 | 0 | 0 | 0 | 0 | 0 | 0 | 0 | 0 | 0 | 0 | 0 | 0 | 0 | 0 | 0 | 0 | 0 | 0 | 0 | 0 | 0 | 0 | 0 | 0 | 0 | 0 | 0 | 0 | 0 | 1.885 | 0.86 | 0 | 0 | 2.745 | 266 | 15 | 0 | 0 | 281 | 0 | 0 | 0 | 0 | 0
2023 | WI | 19324 | Two Rivers Water & Light | MISO | DC | 0.049 | 0.13 | 0 | 0 | 0.179 | 7 | 5 | 0 | 0 | 12 | 0 | 0 | 0 | 0 | 0 | 0 | 0 | 0 | 0 | 0 | 0 | 0 | 0 | 0 | 0 | 0 | 0 | 0 | 0 | 0 | 0 | 0 | 0 | 0 | 0 | . | . | . | . | 0 | . | . | . | . | 0 | . | . | . | . | 0 | . | . | . | . | 0 | . | . | . | . | 0 | . | . | . | . | 0 | 0 | 0.05 | 0 | 0 | 0.05 | 0 | 1 | 0 | 0 | 1 | 0 | 0 | 0 | 0 | 0 | 0 | 0 | 0 | 0 | 0 | 0 | 0 | 0 | 0 | 0 | 0 | 0 | 0 | 0 | 0 | 0.049 | 0.18 | 0 | 0 | 0.229 | 7 | 6 | 0 | 0 | 13 | 0 | 0 | 0 | 0 | 0
2023 | WI | 20182 | Waterloo Light & Water Comm | MISO | DC | 0.059 | 0.02 | 0 | 0 | 0.079 | 8 | 3 | 0 | 0 | 11 | 0 | 0 | 0 | 0 | 0 | 0 | 0 | 0 | 0 | 0 | 0 | 0 | 0 | 0 | 0 | 0 | 0 | 0 | 0 | 0 | 0 | 0 | 0 | 0 | 0 | . | . | . | . | 0 | . | . | . | . | 0 | . | . | . | . | 0 | . | . | . | . | 0 | . | . | . | . | 0 | . | . | . | . | 0 | 0 | 0 | 0 | 0 | 0 | 0 | 0 | 0 | 0 | 0 | 0 | 0 | 0 | 0 | 0 | 0 | 0 | 0 | 0 | 0 | 0 | 0 | 0 | 0 | 0 | 0 | 0 | 0 | 0 | 0 | 0.059 | 0.02 | 0 | 0 | 0.079 | 8 | 3 | 0 | 0 | 11 | 0 | 0 | 0 | 0 | 0
2023 | WI | 20211 | Village of Waunakee - (WI) | MISO | DC | 0.735 | 0.404 | 0 | 0 | 1.139 | 86 | 7 | 0 | 0 | 93 | 0 | 0 | 0 | 0 | 0 | 0 | 0 | 0 | 0 | 0 | 0 | 0 | 0 | 0 | 0 | 0 | 0 | 0 | 0 | 0 | 0 | 0 | 0 | 0 | 0 | . | . | . | . | 0 | . | . | . | . | 0 | . | . | . | . | 0 | . | . | . | . | 0 | . | . | . | . | 0 | . | . | . | . | 0 | 0 | 0 | 0 | 0 | 0 | 0 | 0 | 0 | 0 | 0 | 0 | 0 | 0 | 0 | 0 | 0 | 0 | 0 | 0 | 0 | 0 | 0 | 0 | 0 | 0 | 0 | 0 | 0 | 0 | 0 | 0.735 | 0.404 | 0 | 0 | 1.139 | 86 | 7 | 0 | 0 | 93 | 0 | 0 | 0 | 0 | 0
2023 | WI | 20213 | Waupun Utilities | MISO | DC | 0.041 | 0.006 | 0 | 0 | 0.047 | 4 | 1 | 0 | 0 | 5 | 0 | 0 | 0 | 0 | 0 | 0 | 0 | 0 | 0 | 0 | 0 | 0 | 0 | 0 | 0 | 0 | 0 | 0 | 0 | 0 | 0 | 0 | 0 | 0 | 0 | . | . | . | . | 0 | . | . | . | . | 0 | . | . | . | . | 0 | . | . | . | . | 0 | . | . | . | . | 0 | . | . | . | . | 0 | 0 | 0 | 0 | 0 | 0 | 0 | 0 | 0 | 0 | 0 | 0 | 0 | 0 | 0 | 0 | 0 | 0 | 0 | 0 | 0 | 0 | 0 | 0 | 0 | 0 | 0 | 0 | 0 | 0 | 0 | 0.041 | 0.006 | 0 | 0 | 0.047 | 4 | 1 | 0 | 0 | 5 | 0 | 0 | 0 | 0 | 0
2023 | WI | 20434 | City of Westby | MISO | DC | 0.055 | 0.075 | 0 | 0 | 0.13 | 8 | 3 | 0 | 0 | 11 | 0 | 0 | 0 | 0 | 0 | 0 | 0 | 0 | 0 | 0 | 0 | 0 | 0 | 0 | 0 | 0 | 0 | 0 | 0 | 0 | 0 | 0 | 0 | 0 | 0 | . | . | . | . | 0 | . | . | . | . | 0 | . | . | . | . | 0 | . | . | . | . | 0 | . | . | . | . | 0 | . | . | . | . | 0 | 0 | 0 | 0 | 0 | 0 | 0 | 0 | 0 | 0 | 0 | 0 | 0 | 0 | 0 | 0 | 0 | 0 | 0 | 0 | 0 | 0 | 0 | 0 | 0 | 0 | 0 | 0 | 0 | 0 | 0 | 0.055 | 0.075 | 0 | 0 | 0.13 | 8 | 3 | 0 | 0 | 11 | 0 | 0 | 0 | 0 | 0
2023 | WI | 20583 | Whitehall Electric Utility | MISO | DC | 0.012 | 0.015 | 0 | 0 | 0.027 | 1 | 1 | 0 | 0 | 2 | 0 | 0 | 0 | 0 | 0 | 0 | 0 | 0 | 0 | 0 | 0 | 0 | 0 | 0 | 0 | 0 | 0 | 0 | 0 | 0 | 0 | 0 | 0 | 0 | 0 | . | . | . | . | 0 | . | . | . | . | 0 | . | . | . | . | 0 | . | . | . | . | 0 | . | . | . | . | 0 | . | . | . | . | 0 | 0 | 0 | 0 | 0 | 0 | 0 | 0 | 0 | 0 | 0 | 0 | 0 | 0 | 0 | 0 | 0 | 0 | 0 | 0 | 0 | 0 | 0 | 0 | 0 | 0 | 0 | 0 | 0 | 0 | 0 | 0.012 | 0.015 | 0 | 0 | 0.027 | 1 | 1 | 0 | 0 | 2 | 0 | 0 | 0 | 0 | 0
2023 | WI | 20847 | Wisconsin Electric Power Co | MISO | DC | 40.702 | 11.025 | 15.714 | . | 67.441 | 4543 | 312 | 88 | . | 4943 | . | . | . | . | 0 | . | . | . | . | 0 | . | . | . | . | 0 | . | . | . | . | 0 | . | . | . | . | 0 | 0.741 | 0.193 | . | . | 0.934 | 92 | 5 | . | . | 97 | . | . | . | . | 0 | . | . | . | . | 0 | . | . | . | . | 0 | . | . | . | . | 0 | 0.437 | 0.799 | 0.02 | . | 1.256 | 32 | 31 | 1 | . | 64 | . | . | . | . | 0 | . | 0.025 | . | . | 0.025 | . | 3 | . | . | 3 | . | . | . | . | 0 | 41.139 | 11.849 | 15.734 | 0 | 68.722 | 4575 | 346 | 89 | 0 | 5010 | 0 | 0 | 0 | 0 | 0
2023 | WI | 20856 | Wisconsin Power & Light Co | MISO | AC | 28.251 | 6.321 | 0.045 | . | 34.617 | 4147 | 523 | 5 | . | 4675 | . | . | . | . | 0 | . | . | . | . | 0 | . | . | . | . | 0 | . | . | . | . | 0 | . | . | . | . | 0 | . | . | . | . | 0 | . | . | . | . | 0 | . | . | . | . | 0 | . | . | . | . | 0 | . | . | . | . | 0 | . | . | . | . | 0 | 0.251 | 0.179 | . | . | 0.43 | 30 | 18 | . | . | 48 | . | . | . | . | 0 | 0.02 | 0.25 | . | . | 0.27 | 1 | 15 | . | . | 16 | . | . | . | . | 0 | 28.522 | 6.75 | 0.045 | 0 | 35.317 | 4178 | 556 | 5 | 0 | 4739 | 0 | 0 | 0 | 0 | 0
2023 | WI | 20860 | Wisconsin Public Service Corp | MISO | DC | 11.507 | 15.124 | . | . | 26.631 | 1509 | 316 | . | . | 1825 | . | . | . | . | 0 | . | . | . | . | 0 | . | . | . | . | 0 | . | . | . | . | 0 | . | . | . | . | 0 | 0.209 | 0.546 | . | . | 0.755 | 25 | 4 | . | . | 29 | . | . | . | . | 0 | . | . | . | . | 0 | . | . | . | . | 0 | . | . | . | . | 0 | 0.441 | 0.511 | . | . | 0.952 | 39 | 15 | . | . | 54 | . | . | . | . | 0 | 0.01 | 4.23 | . | . | 4.24 | 1 | 6 | . | . | 7 | . | . | . | . | 0 | 11.958 | 19.865 | 0 | 0 | 31.823 | 1549 | 337 | 0 | 0 | 1886 | 0 | 0 | 0 | 0 | 0
2023 | WI | 20862 | Wisconsin Rapids W W & L Comm | MISO | AC | 0.274 | 0.073 | 0.002 | . | 0.349 | 42 | 8 | 1 | . | 51 | 42.979 | 4.261 | . | . | 47.24 | . | . | . | . | 0 | . | . | . | . | 0 | . | . | . | . | 0 | . | . | . | . | 0 | 0.005 | . | . | . | 0.005 | 1 | . | . | . | 1 | 0.014 | . | . | . | 0.014 | . | . | . | . | 0 | . | . | . | . | 0 | . | . | . | . | 0 | . | . | . | . | 0 | . | . | . | . | 0 | . | . | . | . | 0 | . | . | . | . | 0 | . | . | . | . | 0 | . | . | . | . | 0 | 0.274 | 0.073 | 0.002 | 0 | 0.349 | 42 | 8 | 1 | 0 | 51 | 42.979 | 4.261 | 0 | 0 | 47.24
2023 | WI | 99999 | State Adjustment | MISO |  | -5.911 | -5.376 | -2.741 | . | -14.028 | . | . | . | . | . | . | . | . | . | . | . | . | . | . | . | . | . | . | . | . | . | . | . | . | . | . | . | . | . | . | . | . | . | . | . | . | . | . | . | . | . | . | . | . | . | . | . | . | . | . | . | . | . | . | . | . | . | . | . | . | . | . | . | . | . | . | . | . | . | . | . | . | . | . | . | . | . | . | . | . | . | . | . | . | . | . | . | . | . | . | -5.911 | -5.376 | -2.741 | . | -14.028 | . | . | . | . | . | . | . | . | . | .
2023 | WV | 733 | Appalachian Power Co | PJM | AC | 11.53 | 1.345 | 0.483 | . | 13.358 | 1311 | 72 | 3 | . | 1386 | 7525.87 | 772.507 | 378.72 | . | 8677.097 | . | . | . | . | 0 | . | . | . | . | 0 | 0.439 | 0.377 | . | . | 0.816 | 32 | 24 | . | . | 56 | 1.158 | 0.015 | . | . | 1.173 | 224 | 2 | . | . | 226 | 2.959 | 0.024 | . | . | 2.983 | . | . | . | . | 0 | . | . | . | . | 0 | . | . | . | . | 0 | 0.026 | 0.003 | . | . | 0.029 | 5 | 1 | . | . | 6 | 0.288 | 0 | . | . | 0.288 | . | . | . | . | 0 | . | . | . | . | 0 | . | . | . | . | 0 | 11.995 | 1.725 | 0.483 | 0 | 14.203 | 1348 | 97 | 3 | 0 | 1448 | 7526.158 | 772.507 | 378.72 | 0 | 8677.385
2023 | WV | 12796 | Monongahela Power Co | PJM | AC | 5.424 | 2.84 | 0.271 | 0 | 8.535 | 680 | 77 | 3 | 0 | 760 | 0 | 0 | 0 | 0 | 0 | 0 | 0 | 0 | 0 | 0 | 0 | 0 | 0 | 0 | 0 | 0.298 | 0.363 | 0 | 0 | 0.661 | 24 | 18 | 0 | 0 | 42 | 1.033 | 0.065 | 0 | 0 | 1.098 | 125 | 5 | 0 | 0 | 130 | 0 | 0 | 0 | 0 | 0 | 0 | 0 | 0 | 0 | 0 | 0 | 0 | 0 | 0 | 0 | 0 | 0 | 0 | 0 | 0 | 0.034 | 0.001 | 0 | 0 | 0.035 | 11 | 1 | 0 | 0 | 12 | 0 | 0 | 0 | 0 | 0 | 0 | 0 | 0 | 0 | 0 | 0 | 0 | 0 | 0 | 0 | 0 | 0 | 0 | 0 | 0 | 5.756 | 3.204 | 0.271 | 0 | 9.231 | 715 | 96 | 3 | 0 | 814 | 0 | 0 | 0 | 0 | 0
2023 | WV | 15263 | The Potomac Edison Company | PJM | AC | 7.585 | 2.197 | 0.053 | 0 | 9.835 | 852 | 53 | 1 | 0 | 906 | 0 | 0 | 0 | 0 | 0 | 0 | 0 | 0 | 0 | 0 | 0 | 0 | 0 | 0 | 0 | 0.187 | 0.748 | 0 | 0 | 0.935 | 13 | 9 | 0 | 0 | 22 | 1.922 | 0.015 | 0 | 0 | 1.937 | 154 | 1 | 0 | 0 | 155 | 0 | 0 | 0 | 0 | 0 | 0 | 0 | 0 | 0 | 0 | 0 | 0 | 0 | 0 | 0 | 0 | 0 | 0 | 0 | 0 | 0.016 | 0.005 | 0 | 0 | 0.021 | 7 | 2 | 0 | 0 | 9 | 0 | 0 | 0 | 0 | 0 | 0 | 0 | 0 | 0 | 0 | 0 | 0 | 0 | 0 | 0 | 0 | 0 | 0 | 0 | 0 | 7.788 | 2.95 | 0.053 | 0 | 10.791 | 872 | 64 | 1 | 0 | 937 | 0 | 0 | 0 | 0 | 0
2023 | WV | 20521 | Wheeling Power Co | PJM | AC | 0.888 | 0.045 | 0.563 | . | 1.496 | 98 | 4 | 2 | . | 104 | 548.859 | 20.536 | 3.9 | . | 573.295 | . | . | . | . | 0 | . | . | . | . | 0 | . | 0.05 | . | . | 0.05 | . | 1 | . | . | 1 | 0.093 | . | . | . | 0.093 | 18 | . | . | . | 18 | 0.219 | . | . | . | 0.219 | . | . | . | . | 0 | . | . | . | . | 0 | . | . | . | . | 0 | 0.012 | . | . | . | 0.012 | 2 | . | . | . | 2 | 3.162 | . | . | . | 3.162 | . | . | . | . | 0 | . | . | . | . | 0 | . | . | . | . | 0 | 0.9 | 0.095 | 0.563 | 0 | 1.558 | 100 | 5 | 2 | 0 | 107 | 552.021 | 20.536 | 3.9 | 0 | 576.457
2023 | WV | 99999 | State Adjustment | PJM |  | 0.063 | . | . | . | 0.063 | . | . | . | . | . | . | . | . | . | . | . | . | . | . | . | . | . | . | . | . | . | . | . | . | . | . | . | . | . | . | . | . | . | . | . | . | . | . | . | . | . | . | . | . | . | . | . | . | . | . | . | . | . | . | . | . | . | . | . | . | . | . | . | . | . | . | . | . | . | . | . | . | . | . | . | . | . | . | . | . | . | . | . | . | . | . | . | . | . | . | 0.063 | . | . | . | 0.063 | . | . | . | . | . | . | . | . | . | .
2023 | WY | 3461 | Cheyenne Light Fuel & Power | WACM | DC | 6.938 | 0.113 | 0 | 0 | 7.051 | 971 | 12 | 0 | 0 | 983 | . | . | . | . | 0 | . | . | . | . | 0 | . | . | . | . | 0 | . | . | . | . | 0 | . | . | . | . | 0 | . | . | . | . | 0 | . | . | . | . | 0 | . | . | . | . | 0 | . | . | . | . | 0 | . | . | . | . | 0 | . | . | . | . | 0 | 0.261 | 0.044 | . | . | 0.305 | 104 | 3 | . | . | 107 | . | . | . | . | 0 | . | . | . | . | 0 | . | . | . | . | 0 | . | . | . | . | 0 | 7.199 | 0.157 | 0 | 0 | 7.356 | 1075 | 15 | 0 | 0 | 1090 | 0 | 0 | 0 | 0 | 0
2023 | WY | 6169 | Fall River Rural Elec Coop Inc | BPAT | AC | 0.003 | . | . | . | 0.003 | 1 | . | . | . | 1 | . | . | . | . | 0 | . | . | . | . | 0 | . | . | . | . | 0 | . | . | . | . | 0 | . | . | . | . | 0 | . | . | . | . | 0 | . | . | . | . | 0 | . | . | . | . | 0 | . | . | . | . | 0 | . | . | . | . | 0 | . | . | . | . | 0 | 0.028 | 0.006 | . | . | 0.034 | 10 | 3 | . | . | 13 | . | . | . | . | 0 | . | . | . | . | 0 | . | . | . | . | 0 | . | . | . | . | 0 | 0.031 | 0.006 | 0 | 0 | 0.037 | 11 | 3 | 0 | 0 | 14 | 0 | 0 | 0 | 0 | 0
2023 | WY | 7222 | City of Gillette - (WY) | WAUW | AC | 0.232 | . | . | . | 0.232 | 18 | . | . | . | 18 | 8.264 | . | . | . | 8.264 | . | . | . | . | 0 | . | . | . | . | 0 | . | . | . | . | 0 | . | . | . | . | 0 | . | . | . | . | 0 | . | . | . | . | 0 | . | . | . | . | 0 | . | . | . | . | 0 | . | . | . | . | 0 | . | . | . | . | 0 | . | . | . | . | 0 | . | . | . | . | 0 | . | . | . | . | 0 | . | . | . | . | 0 | . | . | . | . | 0 | . | . | . | . | 0 | 0.232 | 0 | 0 | 0 | 0.232 | 18 | 0 | 0 | 0 | 18 | 8.264 | 0 | 0 | 0 | 8.264
2023 | WY | 8566 | High Plains Power Inc | WACM | AC | 0.835 | 0.061 | . | . | 0.896 | 96 | 6 | . | . | 102 | . | . | . | . | 0 | . | . | . | . | 0 | . | . | . | . | 0 | . | . | . | . | 0 | . | . | . | . | 0 | . | . | . | . | 0 | . | . | . | . | 0 | . | . | . | . | 0 | . | . | . | . | 0 | . | . | . | . | 0 | . | . | . | . | 0 | 0.009 | 0.025 | . | . | 0.034 | 2 | 5 | . | . | 7 | . | . | . | . | 0 | . | . | . | . | 0 | . | . | . | . | 0 | . | . | . | . | 0 | 0.844 | 0.086 | 0 | 0 | 0.93 | 98 | 11 | 0 | 0 | 109 | 0 | 0 | 0 | 0 | 0
2023 | WY | 11273 | Lower Valley Energy Inc | BPAT | AC | 0.931 | 0.422 | 0.231 | 0 | 1.584 | 119 | 19 | 8 | 0 | 146 | . | . | . | . | 0 | . | . | . | . | 0 | . | . | . | . | 0 | . | . | . | . | 0 | . | . | . | . | 0 | . | . | . | . | 0 | . | . | . | . | 0 | . | . | . | . | 0 | . | . | . | . | 0 | . | . | . | . | 0 | . | . | . | . | 0 | . | 0.025 | . | . | 0.025 | . | 2 | . | . | 2 | . | . | . | . | 0 | . | . | . | . | 0 | . | . | . | . | 0 | . | . | . | . | 0 | 0.931 | 0.447 | 0.231 | 0 | 1.609 | 119 | 21 | 8 | 0 | 148 | 0 | 0 | 0 | 0 | 0
2023 | WY | 12199 | Montana-Dakota Utilities Co | WACM | AC | 0.972 | 0.163 | . | . | 1.135 | 143 | 14 | . | . | 157 | . | . | . | . | 0 | . | . | . | . | 0 | . | . | . | . | 0 | . | . | . | . | 0 | . | . | . | . | 0 | 0.098 | . | . | . | 0.098 | 15 | . | . | . | 15 | . | . | . | . | 0 | . | . | . | . | 0 | . | . | . | . | 0 | . | . | . | . | 0 | 0.004 | . | . | . | 0.004 | 2 | . | . | . | 2 | . | . | . | . | 0 | . | 0.24 | . | . | 0.24 | . | 1 | . | . | 1 | . | . | . | . | 0 | 0.976 | 0.403 | 0 | 0 | 1.379 | 145 | 15 | 0 | 0 | 160 | 0 | 0 | 0 | 0 | 0
2023 | WY | 14354 | PacifiCorp | PACE | DC | 5.112 | 1.175 | 0.025 | 0 | 6.312 | 686 | 79 | 1 | 0 | 766 | . | . | . | . | 0 | . | . | . | . | 0 | . | . | . | . | 0 | . | . | . | . | 0 | . | . | . | . | 0 | 0.89 | 0.112 | 0 | 0 | 1.002 | 70 | 4 | 0 | 0 | 74 | 1.094 | 0.208 | 0 | 0 | 1.302 | . | . | . | . | 0 | . | . | . | . | 0 | . | . | . | . | 0 | 0.183 | 0.101 | 0 | 0 | 0.284 | 53 | 14 | 0 | 0 | 67 | . | . | . | . | 0 | 0.034 | 0.021 | 0 | 0 | 0.055 | 8 | 3 | 0 | 0 | 11 | . | . | . | . | 0 | 5.329 | 1.297 | 0.025 | 0 | 6.651 | 747 | 96 | 1 | 0 | 844 | 0 | 0 | 0 | 0 | 0
2023 | WY | 19156 | Powder River Energy Corp | WACM | AC | 1.157 | 0.062 | 0.104 | 0 | 1.323 | 102 | 3 | 10 | 0 | 115 | 296.559 | 0 | 42.112 | 0 | 338.671 | . | . | . | . | 0 | . | . | . | . | 0 | . | . | . | . | 0 | . | . | . | . | 0 | . | . | . | . | 0 | . | . | . | . | 0 | . | . | . | . | 0 | . | . | . | . | 0 | . | . | . | . | 0 | . | . | . | . | 0 | 0.025 | 0.01 | 0 | 0 | 0.035 | 8 | 1 | 0 | 0 | 9 | 0 | 0 | 0 | 0 | 0 | . | . | . | . | 0 | . | . | . | . | 0 | . | . | . | . | 0 | 1.182 | 0.072 | 0.104 | 0 | 1.358 | 110 | 4 | 10 | 0 | 124 | 296.559 | 0 | 42.112 | 0 | 338.671
2023 | WY | 27058 | High West Energy, Inc | WACM | DC | 0.414 | . | . | . | 0.414 | 207 | . | . | . | 207 | . | . | . | . | 0 | . | . | . | . | 0 | . | . | . | . | 0 | . | . | . | . | 0 | . | . | . | . | 0 | . | . | . | . | 0 | . | . | . | . | 0 | . | . | . | . | 0 | . | . | . | . | 0 | . | . | . | . | 0 | . | . | . | . | 0 | 0.06 | . | 0.004 | . | 0.064 | 30 | . | 1 | . | 31 | . | . | . | . | 0 | . | . | . | . | 0 | . | . | . | . | 0 | . | . | . | . | 0 | 0.474 | 0 | 0.004 | 0 | 0.478 | 237 | 0 | 1 | 0 | 238 | 0 | 0 | 0 | 0 | 0
2023 | WY | 99999 | State Adjustment | NWMT |  | 0.289 | . | . | . | 0.289 | . | . | . | . | . | . | . | . | . | . | . | . | . | . | . | . | . | . | . | . | . | . | . | . | . | . | . | . | . | . | . | . | . | . | . | . | . | . | . | . | . | . | . | . | . | . | . | . | . | . | . | . | . | . | . | . | . | . | . | . | . | . | . | . | . | . | . | . | . | . | . | . | . | . | . | . | . | . | . | . | . | . | . | . | . | . | . | . | . | . | 0.289 | . | . | . | 0.289 | . | . | . | . | . | . | . | . | . | .
2023 | WY | 99999 | State Adjustment | PACE |  | -0.892 | -0.205 | -0.004 | . | -1.101 | . | . | . | . | . | . | . | . | . | . | . | . | . | . | . | . | . | . | . | . | . | . | . | . | . | . | . | . | . | . | . | . | . | . | . | . | . | . | . | . | . | . | . | . | . | . | . | . | . | . | . | . | . | . | . | . | . | . | . | . | . | . | . | . | . | . | . | . | . | . | . | . | . | . | . | . | . | . | . | . | . | . | . | . | . | . | . | . | . | . | -0.892 | -0.205 | -0.004 | . | -1.101 | . | . | . | . | . | . | . | . | . | .
2023 | WY | 99999 | State Adjustment | WACM |  | -0.912 | 0.142 | 0.042 | . | -0.728 | . | . | . | . | . | . | . | . | . | . | . | . | . | . | . | . | . | . | . | . | . | . | . | . | . | . | . | . | . | . | . | . | . | . | . | . | . | . | . | . | . | . | . | . | . | . | . | . | . | . | . | . | . | . | . | . | . | . | . | . | . | . | . | . | . | . | . | . | . | . | . | . | . | . | . | . | . | . | . | . | . | . | . | . | . | . | . | . | . | . | -0.912 | 0.142 | 0.042 | . | -0.728 | . | . | . | . | . | . | . | . | . | .
Note: Data is reported as collected. Adjustments remove capacity lost in conversion from DC to AC and include PV capacity from the short form. All Technologies does not include batteries. Some utilities reclassified net metering as non net metering distributed, or vice versa. Source: U.S. Energy Information Administration, Form EIA-861, 'Annual Electric Power Industry Report.'

## EIA_861_NonNM_Distributed_2023
Utility Characteristics |  |  |  |  | Number and Capacity (MW) |  |  |  | Photovoltaic (MW) | [6 empty] | Battery (MW) | [5 empty] | Battery Energy (MWh) | [5 empty] | Wind (MW) | [5 empty] | Hydroelectric (MW) | [5 empty] | Fuel Cells (MW) | [5 empty] | Internal Combustion (MW) | [5 empty] | Combustion Turbine (MW) | [5 empty] | Steam (MW) | [5 empty] | Other (MW) | [5 empty] | Total (MW)
Year | State | Utility Number | Utility Name | BA_CODE | Number of Generators | Total Capacity | Capacity Back-up Only | Capacity Utility Owned | Type | Residential | Commercial | Industrial | Transportation | Direct Connected | Total | Residential | Commercial | Industrial | Transportation | Direct Connected | Total | Residential | Commercial | Industrial | Transportation | Direct Connected | Total | Residential | Commercial | Industrial | Transportation | Direct Connected | Total | Residential | Commercial | Industrial | Transportation | Direct Connected | Total | Residential | Commercial | Industrial | Transportation | Direct Connected | Total | Residential | Commercial | Industrial | Transportation | Direct Connected | Total | Residential | Commercial | Industrial | Transportation | Direct Connected | Total | Residential | Commercial | Industrial | Transportation | Direct Connected | Total | Residential | Commercial | Industrial | Transportation | Direct Connected | Total | Residential | Commercial | Industrial | Transportation | Direct Connected | Total
2023 | AK | 213 | Alaska Electric Light & Power Co. | NA | 6 | 0.141 | . | . | DC | . | 0.09 | . | . | . | 0.09 | . | . | . | . | . | 0 | . | . | . | . | . | 0 | . | 0.002 | . | . | . | 0.002 | . | 0.03 | . | . | . | 0.03 | . | . | . | . | . | 0 | . | . | . | . | . | 0 | . | . | . | . | . | 0 | . | . | 0.019 | . | . | 0.019 | . | . | . | . | . | 0 | 0 | 0.122 | 0.019 | 0 | 0 | 0.141
2023 | AK | 219 | Alaska Power and Telephone Co | NA | 32 | 6.124 | 1.71 | 4.59 | AC | . | 1.53 | . | . | 0.024 | 1.554 | . | . | . | . | . | 0 | . | . | . | . | . | 0 | . | . | . | . | . | 0 | . | . | . | . | 0.8 | 0.8 | . | . | . | . | . | 0 | . | . | . | . | 3.77 | 3.77 | . | . | . | . | . | 0 | . | . | . | . | . | 0 | . | . | . | . | . | 0 | 0 | 1.53 | 0 | 0 | 4.594 | 6.124
2023 | AK | 221 | Alaska Village Elec Coop, Inc | NA | 127 | 20.767 | 3.346 | 19.579 | AC | 0.038 | 0.958 | . | . | 0.483 | 1.479 | . | . | . | . | . | 0 | . | . | . | . | . | 0 | 0.016 | 0.175 | . | . | 4.8 | 4.991 | . | . | . | . | . | 0 | . | . | . | . | . | 0 | . | . | . | . | 14.297 | 14.297 | . | . | . | . | . | 0 | . | . | . | . | . | 0 | . | . | . | . | . | 0 | 0.054 | 1.133 | 0 | 0 | 19.58 | 20.767
2023 | AK | 3522 | Chugach Electric Assn Inc | CEA | 19 | 1.553 | 0.07 | . | AC | . | 0.146 | . | . | . | 0.146 | . | . | . | . | . | 0 | . | . | . | . | . | 0 | . | . | . | . | . | 0 | . | 0.082 | . | . | . | 0.082 | . | . | . | . | . | 0 | . | 0.175 | . | . | . | 0.175 | . | 1.15 | . | . | . | 1.15 | . | . | . | . | . | 0 | . | . | . | . | . | 0 | 0 | 1.553 | 0 | 0 | 0 | 1.553
2023 | AK | 7353 | Golden Valley Elec Assn Inc | NA | 31 | 0.665 | 0 | 0.563 | AC | . | 0.396 | 0.05 | . | 0.106 | 0.552 | . | . | . | . | . | 0 | . | . | . | . | . | 0 | . | 0.042 | . | . | . | 0.042 | . | . | . | . | . | 0 | . | . | . | . | . | 0 | . | . | . | . | . | 0 | . | 0.065 | . | . | . | 0.065 | . | . | . | . | . | 0 | . | 0.006 | . | . | . | 0.006 | 0 | 0.509 | 0.05 | 0 | 0.106 | 0.665
2023 | AK | 99999 | State Adjustment | NA | . | -0.016 | . | . |  | . | -0.016 | . | . | . | -0.016 | . | . | . | . | . | . | . | . | . | . | . | . | . | . | . | . | . | . | . | . | . | . | . | . | . | . | . | . | . | . | . | . | . | . | . | . | . | . | . | . | . | . | . | . | . | . | . | . | . | . | . | . | . | . | . | -0.016 | . | . | . | -0.016
2023 | AL | 195 | Alabama Power Co | SOCO | 406 | 8.522 | . | . | AC | 1.751 | 4.841 | 1.884 | . | . | 8.476 | . | . | . | . | . | 0 | . | . | . | . | . | 0 | 0.001 | 0.005 | . | . | . | 0.006 | . | . | . | . | . | 0 | . | . | . | . | . | 0 | . | . | . | . | . | 0 | . | . | . | . | . | 0 | . | . | . | . | . | 0 | . | . | 0.04 | . | . | 0.04 | 1.752 | 4.846 | 1.924 | 0 | 0 | 8.522
2023 | AL | 241 | Albertville Municipal Utilities Board | TVA | 3 | 0.026 | 0 | 0 | AC | 0.01 | 0.016 | 0 | 0 | 0 | 0.026 | 0 | 0 | 0 | 0 | 0 | 0 | . | . | . | . | . | 0 | 0 | 0 | 0 | 0 | 0 | 0 | 0 | 0 | 0 | 0 | 0 | 0 | 0 | 0 | 0 | 0 | 0 | 0 | 0 | 0 | 0 | 0 | 0 | 0 | 0 | 0 | 0 | 0 | 0 | 0 | 0 | 0 | 0 | 0 | 0 | 0 | 0 | 0 | 0 | 0 | 0 | 0 | 0.01 | 0.016 | 0 | 0 | 0 | 0.026
2023 | AL | 750 | Arab Electric Coop Inc | TVA | 12 | 0.297 | 0 | 0 | AC | 0.077 | 0.22 | 0 | 0 | 0 | 0.297 | 0 | 0 | 0 | 0 | 0 | 0 | . | . | . | . | . | 0 | 0 | 0 | 0 | 0 | 0 | 0 | 0 | 0 | 0 | 0 | 0 | 0 | 0 | 0 | 0 | 0 | 0 | 0 | 0 | 0 | 0 | 0 | 0 | 0 | 0 | 0 | 0 | 0 | 0 | 0 | 0 | 0 | 0 | 0 | 0 | 0 | 0 | 0 | 0 | 0 | 0 | 0 | 0.077 | 0.22 | 0 | 0 | 0 | 0.297
2023 | AL | 944 | City of Athens - (AL) | TVA | 20 | 0.371 | 0 | 0 | AC | 0.215 | 0.156 | 0 | 0 | 0 | 0.371 | 0 | 0 | 0 | 0 | 0 | 0 | . | . | . | . | . | 0 | 0 | 0 | 0 | 0 | 0 | 0 | 0 | 0 | 0 | 0 | 0 | 0 | 0 | 0 | 0 | 0 | 0 | 0 | 0 | 0 | 0 | 0 | 0 | 0 | 0 | 0 | 0 | 0 | 0 | 0 | 0 | 0 | 0 | 0 | 0 | 0 | 0 | 0 | 0 | 0 | 0 | 0 | 0.215 | 0.156 | 0 | 0 | 0 | 0.371
2023 | AL | 1640 | City of Bessemer Utilities | TVA | 1 | 0.011 | 0 | 0 | AC | 0.011 | 0 | 0 | 0 | 0 | 0.011 | 0 | 0 | 0 | 0 | 0 | 0 | . | . | . | . | . | 0 | 0 | 0 | 0 | 0 | 0 | 0 | 0 | 0 | 0 | 0 | 0 | 0 | 0 | 0 | 0 | 0 | 0 | 0 | 0 | 0 | 0 | 0 | 0 | 0 | 0 | 0 | 0 | 0 | 0 | 0 | 0 | 0 | 0 | 0 | 0 | 0 | 0 | 0 | 0 | 0 | 0 | 0 | 0.011 | 0 | 0 | 0 | 0 | 0.011
2023 | AL | 3222 | Central Alabama Electric Coop | SOCO | 17 | 0.935 | 0.867 | 0.935 |  | . | . | . | . | . | 0 | . | . | . | . | . | 0 | . | . | . | . | . | 0 | . | . | . | . | . | 0 | . | . | . | . | . | 0 | . | . | . | . | . | 0 | 0.935 | . | . | . | . | 0.935 | . | . | . | . | . | 0 | . | . | . | . | . | 0 | . | . | . | . | . | 0 | 0.935 | 0 | 0 | 0 | 0 | 0.935
2023 | AL | 4617 | Cullman Power Board | TVA | 2 | 0.043 | 0 | 0 | AC | 0 | 0.043 | 0 | 0 | 0 | 0.043 | 0 | 0 | 0 | 0 | 0 | 0 | . | . | . | . | . | 0 | 0 | 0 | 0 | 0 | 0 | 0 | 0 | 0 | 0 | 0 | 0 | 0 | 0 | 0 | 0 | 0 | 0 | 0 | 0 | 0 | 0 | 0 | 0 | 0 | 0 | 0 | 0 | 0 | 0 | 0 | 0 | 0 | 0 | 0 | 0 | 0 | 0 | 0 | 0 | 0 | 0 | 0 | 0 | 0.043 | 0 | 0 | 0 | 0.043
2023 | AL | 4618 | Cullman Electric Coop, Inc | TVA | 43 | 1.427 | 0 | 0 | AC | 0.231 | 1.196 | 0 | 0 | 0 | 1.427 | 0 | 0 | 0 | 0 | 0 | 0 | . | . | . | . | . | 0 | 0 | 0 | 0 | 0 | 0 | 0 | 0 | 0 | 0 | 0 | 0 | 0 | 0 | 0 | 0 | 0 | 0 | 0 | 0 | 0 | 0 | 0 | 0 | 0 | 0 | 0 | 0 | 0 | 0 | 0 | 0 | 0 | 0 | 0 | 0 | 0 | 0 | 0 | 0 | 0 | 0 | 0 | 0.231 | 1.196 | 0 | 0 | 0 | 1.427
2023 | AL | 4958 | Decatur Utilities | TVA | 3 | 0.244 | 0 | 0 | AC | 0.046 | 0.198 | 0 | 0 | 0 | 0.244 | 0 | 0 | 0 | 0 | 0 | 0 | . | . | . | . | . | 0 | 0 | 0 | 0 | 0 | 0 | 0 | 0 | 0 | 0 | 0 | 0 | 0 | 0 | 0 | 0 | 0 | 0 | 0 | 0 | 0 | 0 | 0 | 0 | 0 | 0 | 0 | 0 | 0 | 0 | 0 | 0 | 0 | 0 | 0 | 0 | 0 | 0 | 0 | 0 | 0 | 0 | 0 | 0.046 | 0.198 | 0 | 0 | 0 | 0.244
2023 | AL | 6422 | City of Florence - (AL) | TVA | 9 | 0.163 | 0 | 0 | AC | 0.052 | 0.111 | 0 | 0 | 0 | 0.163 | 0 | 0 | 0 | 0 | 0 | 0 | . | . | . | . | . | 0 | 0 | 0 | 0 | 0 | 0 | 0 | 0 | 0 | 0 | 0 | 0 | 0 | 0 | 0 | 0 | 0 | 0 | 0 | 0 | 0 | 0 | 0 | 0 | 0 | 0 | 0 | 0 | 0 | 0 | 0 | 0 | 0 | 0 | 0 | 0 | 0 | 0 | 0 | 0 | 0 | 0 | 0 | 0.052 | 0.111 | 0 | 0 | 0 | 0.163
2023 | AL | 6612 | Fort Payne Improvement Authority | TVA | 4 | 0.159 | 0 | 0 | AC | 0.01 | 0.149 | 0 | 0 | 0 | 0.159 | 0 | 0 | 0 | 0 | 0 | 0 | . | . | . | . | . | 0 | 0 | 0 | 0 | 0 | 0 | 0 | 0 | 0 | 0 | 0 | 0 | 0 | 0 | 0 | 0 | 0 | 0 | 0 | 0 | 0 | 0 | 0 | 0 | 0 | 0 | 0 | 0 | 0 | 0 | 0 | 0 | 0 | 0 | 0 | 0 | 0 | 0 | 0 | 0 | 0 | 0 | 0 | 0.01 | 0.149 | 0 | 0 | 0 | 0.159
2023 | AL | 7827 | Guntersville Electric Board | TVA | 3 | 0.15 | 0 | 0 | AC | 0 | 0.15 | 0 | 0 | 0 | 0.15 | 0 | 0 | 0 | 0 | 0 | 0 | . | . | . | . | . | 0 | 0 | 0 | 0 | 0 | 0 | 0 | 0 | 0 | 0 | 0 | 0 | 0 | 0 | 0 | 0 | 0 | 0 | 0 | 0 | 0 | 0 | 0 | 0 | 0 | 0 | 0 | 0 | 0 | 0 | 0 | 0 | 0 | 0 | 0 | 0 | 0 | 0 | 0 | 0 | 0 | 0 | 0 | 0 | 0.15 | 0 | 0 | 0 | 0.15
2023 | AL | 9094 | City of Huntsville - (AL) | TVA | 64 | 1.187 | 0 | 0 | AC | 0.503 | 0.684 | 0 | 0 | 0 | 1.187 | 0 | 0 | 0 | 0 | 0 | 0 | . | . | . | . | . | 0 | 0 | 0 | 0 | 0 | 0 | 0 | 0 | 0 | 0 | 0 | 0 | 0 | 0 | 0 | 0 | 0 | 0 | 0 | 0 | 0 | 0 | 0 | 0 | 0 | 0 | 0 | 0 | 0 | 0 | 0 | 0 | 0 | 0 | 0 | 0 | 0 | 0 | 0 | 0 | 0 | 0 | 0 | 0.503 | 0.684 | 0 | 0 | 0 | 1.187
2023 | AL | 9739 | Joe Wheeler Elec Member Corp | TVA | 20 | 2.172 | 0 | 0 | AC | 0.06 | 0.4 | 0 | 0 | 0 | 0.46 | 0 | 0 | 0 | 0 | 0 | 0 | . | . | . | . | . | 0 | 0 | 0 | 0 | 0 | 0 | 0 | 0 | 0 | 0 | 0 | 0 | 0 | 0 | 0 | 0 | 0 | 0 | 0 | 0 | 0 | 0 | 0 | 0 | 0 | 0 | 0 | 0 | 0 | 0 | 0 | 0 | 0 | 0 | 0 | 0 | 0 | 0 | 1.712 | 0 | 0 | 0 | 1.712 | 0.06 | 2.112 | 0 | 0 | 0 | 2.172
2023 | AL | 11714 | Marshall-De Kalb Electric Coop | TVA | 11 | 0.51 | 0 | 0 | AC | 0.01 | 0.5 | 0 | 0 | 0 | 0.51 | 0 | 0 | 0 | 0 | 0 | 0 | . | . | . | . | . | 0 | 0 | 0 | 0 | 0 | 0 | 0 | 0 | 0 | 0 | 0 | 0 | 0 | 0 | 0 | 0 | 0 | 0 | 0 | 0 | 0 | 0 | 0 | 0 | 0 | 0 | 0 | 0 | 0 | 0 | 0 | 0 | 0 | 0 | 0 | 0 | 0 | 0 | 0 | 0 | 0 | 0 | 0 | 0.01 | 0.5 | 0 | 0 | 0 | 0.51
2023 | AL | 13144 | City of Muscle Shoals | TVA | 1 | 0.006 | 0 | 0 | AC | 0.006 | 0 | 0 | 0 | 0 | 0.006 | 0 | 0 | 0 | 0 | 0 | 0 | . | . | . | . | . | 0 | 0 | 0 | 0 | 0 | 0 | 0 | 0 | 0 | 0 | 0 | 0 | 0 | 0 | 0 | 0 | 0 | 0 | 0 | 0 | 0 | 0 | 0 | 0 | 0 | 0 | 0 | 0 | 0 | 0 | 0 | 0 | 0 | 0 | 0 | 0 | 0 | 0 | 0 | 0 | 0 | 0 | 0 | 0.006 | 0 | 0 | 0 | 0 | 0.006
2023 | AL | 13669 | North Alabama Electric Coop | TVA | 9 | 0.137 | 0 | 0 | AC | 0.087 | 0.05 | 0 | 0 | 0 | 0.137 | 0 | 0 | 0 | 0 | 0 | 0 | . | . | . | . | . | 0 | 0 | 0 | 0 | 0 | 0 | 0 | 0 | 0 | 0 | 0 | 0 | 0 | 0 | 0 | 0 | 0 | 0 | 0 | 0 | 0 | 0 | 0 | 0 | 0 | 0 | 0 | 0 | 0 | 0 | 0 | 0 | 0 | 0 | 0 | 0 | 0 | 0 | 0 | 0 | 0 | 0 | 0 | 0.087 | 0.05 | 0 | 0 | 0 | 0.137
2023 | AL | 16629 | Sand Mountain Electric Coop | TVA | 10 | 0.222 | 0 | 0 | AC | 0.036 | 0.186 | 0 | 0 | 0 | 0.222 | 0 | 0 | 0 | 0 | 0 | 0 | . | . | . | . | . | 0 | 0 | 0 | 0 | 0 | 0 | 0 | 0 | 0 | 0 | 0 | 0 | 0 | 0 | 0 | 0 | 0 | 0 | 0 | 0 | 0 | 0 | 0 | 0 | 0 | 0 | 0 | 0 | 0 | 0 | 0 | 0 | 0 | 0 | 0 | 0 | 0 | 0 | 0 | 0 | 0 | 0 | 0 | 0.036 | 0.186 | 0 | 0 | 0 | 0.222
2023 | AL | 17033 | Sheffield Utilities | TVA | 7 | 0.119 | 0 | 0 | AC | 0.019 | 0.1 | 0 | 0 | 0 | 0.119 | 0 | 0 | 0 | 0 | 0 | 0 | . | . | . | . | . | 0 | 0 | 0 | 0 | 0 | 0 | 0 | 0 | 0 | 0 | 0 | 0 | 0 | 0 | 0 | 0 | 0 | 0 | 0 | 0 | 0 | 0 | 0 | 0 | 0 | 0 | 0 | 0 | 0 | 0 | 0 | 0 | 0 | 0 | 0 | 0 | 0 | 0 | 0 | 0 | 0 | 0 | 0 | 0.019 | 0.1 | 0 | 0 | 0 | 0.119
2023 | AL | 18203 | Tallapoosa River Elec Coop Inc | SOCO | 22 | 0.304 | 0 | 0 | AC | 0.146 | 0.158 | . | . | . | 0.304 | . | . | . | . | . | 0 | . | . | . | . | . | 0 | . | . | . | . | . | 0 | . | . | . | . | . | 0 | . | . | . | . | . | 0 | . | . | . | . | . | 0 | . | . | . | . | . | 0 | . | . | . | . | . | 0 | . | . | . | . | . | 0 | 0.146 | 0.158 | 0 | 0 | 0 | 0.304
2023 | AL | 18472 | City of Tarrant | TVA | 1 | 0.05 | 0 | 0 | AC | 0 | 0.05 | 0 | 0 | 0 | 0.05 | 0 | 0 | 0 | 0 | 0 | 0 | . | . | . | . | . | 0 | 0 | 0 | 0 | 0 | 0 | 0 | 0 | 0 | 0 | 0 | 0 | 0 | 0 | 0 | 0 | 0 | 0 | 0 | 0 | 0 | 0 | 0 | 0 | 0 | 0 | 0 | 0 | 0 | 0 | 0 | 0 | 0 | 0 | 0 | 0 | 0 | 0 | 0 | 0 | 0 | 0 | 0 | 0 | 0.05 | 0 | 0 | 0 | 0.05
2023 | AR | 814 | Entergy Arkansas LLC | MISO | 12 | 5.85 | . | . |  | . | . | . | . | . | 0 | . | . | . | . | . | 0 | . | . | . | . | . | 0 | . | . | . | . | . | 0 | . | . | . | . | . | 0 | . | . | . | . | . | 0 | . | 5.85 | . | . | . | 5.85 | . | . | . | . | . | 0 | . | . | . | . | . | 0 | . | . | . | . | . | 0 | 0 | 5.85 | 0 | 0 | 0 | 5.85
2023 | AR | 4280 | Conway Corporation | MISO | 7 | 2.687 | 2.687 | 2.687 |  | . | . | . | . | . | 0 | . | . | . | . | . | 0 | . | . | . | . | . | 0 | . | . | . | . | . | 0 | . | . | . | . | . | 0 | . | . | . | . | . | 0 | . | 2.687 | . | . | . | 2.687 | . | . | . | . | . | 0 | . | . | . | . | . | 0 | . | . | . | . | . | 0 | 0 | 2.687 | 0 | 0 | 0 | 2.687
2023 | AR | 13718 | City of North Little Rock - (AR) | MISO | 2 | 1.99 | . | 1.99 | AC | . | 1.99 | . | . | . | 1.99 | . | . | . | . | . | 0 | . | . | . | . | . | 0 | . | . | . | . | . | 0 | . | . | . | . | . | 0 | . | . | . | . | . | 0 | . | . | . | . | . | 0 | . | . | . | . | . | 0 | . | . | . | . | . | 0 | . | . | . | . | . | 0 | 0 | 1.99 | 0 | 0 | 0 | 1.99
2023 | AR | 14289 | Ozarks Electric Coop Corp - (AR) | SWPP | 280 | 18 | 18 | 1.65 |  | . | . | . | . | . | 0 | . | . | . | . | . | 0 | . | . | . | . | . | 0 | . | . | . | . | . | 0 | . | . | . | . | . | 0 | . | . | . | . | . | 0 | 6.5 | 5.5 | 6 | . | . | 18 | . | . | . | . | . | 0 | . | . | . | . | . | 0 | . | . | . | . | . | 0 | 6.5 | 5.5 | 6 | 0 | 0 | 18
2023 | AZ | 13318 | Navopache Electric Coop, Inc | TEPC | 5 | 0.4 | . | . | AC | 0.4 | . | . | . | . | 0.4 | . | . | . | . | . | 0 | . | . | . | . | . | 0 | . | . | . | . | . | 0 | . | . | . | . | . | 0 | . | . | . | . | . | 0 | . | . | . | . | . | 0 | . | . | . | . | . | 0 | . | . | . | . | . | 0 | . | . | . | . | . | 0 | 0.4 | 0 | 0 | 0 | 0 | 0.4
2023 | AZ | 16572 | Salt River Project | SRP | 5 | 4.7 | 4.7 | 1.458 |  | 0 | 0 | 0 | 0 | . | 0 | . | . | . | . | . | 0 | . | . | . | . | . | 0 | . | . | . | . | . | 0 | 0 | 0 | 0 | 0 | . | 0 | 0 | 0 | 0 | 0 | . | 0 | 0 | 0 | 4.7 | 0 | . | 4.7 | 0 | 0 | 0 | 0 | . | 0 | 0 | 0 | 0 | 0 | . | 0 | . | . | . | . | . | 0 | 0 | 0 | 4.7 | 0 | 0 | 4.7
2023 | AZ | 19189 | Trico Electric Cooperative Inc | WALC | 2 | 0.287 | 0 | 0.287 | DC | . | 0.287 | . | . | . | 0.287 | . | . | . | . | . | 0 | . | . | . | . | . | 0 | . | . | . | . | . | 0 | . | . | . | . | . | 0 | . | . | . | . | . | 0 | . | . | . | . | . | 0 | . | . | . | . | . | 0 | . | . | . | . | . | 0 | . | . | . | . | . | 0 | 0 | 0.287 | 0 | 0 | 0 | 0.287
2023 | AZ | 24211 | Tucson Electric Power Co | TEPC | 9 | 1.82 | 1.62 | . | AC | . | . | . | . | . | 0 | . | . | . | . | . | 0 | . | . | . | . | . | 0 | . | . | . | . | . | 0 | . | . | . | . | . | 0 | . | . | . | . | . | 0 | . | . | . | . | . | 0 | . | . | 1.82 | . | . | 1.82 | . | . | . | . | . | 0 | . | . | . | . | . | 0 | 0 | 0 | 1.82 | 0 | 0 | 1.82
2023 | AZ | 65261 | Gila River Indian Utility Authority (GRICUA) | WALC | 3 | 0.2 | . | . | DC | . | 0.2 | . | . | . | 0.2 | . | . | . | . | . | 0 | . | . | . | . | . | 0 | . | . | . | . | . | 0 | . | . | . | . | . | 0 | . | . | . | . | . | 0 | 0 | . | . | . | . | 0 | . | . | . | . | . | 0 | . | . | . | . | . | 0 | . | . | . | . | . | 0 | 0 | 0.2 | 0 | 0 | 0 | 0.2
2023 | AZ | 99999 | State Adjustment | WALC | . | -0.085 | . | . |  | . | -0.085 | . | . | . | -0.085 | . | . | . | . | . | . | . | . | . | . | . | . | . | . | . | . | . | . | . | . | . | . | . | . | . | . | . | . | . | . | . | . | . | . | . | . | . | . | . | . | . | . | . | . | . | . | . | . | . | . | . | . | . | . | . | -0.085 | . | . | . | -0.085
2023 | CA | 207 | Alameda Municipal Power | CISO | 663 | 5.38 | . | . | AC | 2.867 | 1.536 | . | . | . | 4.403 | 0.977 | . | . | . | . | 0.977 | . | . | . | . | . | 0 | . | . | . | . | . | 0 | . | . | . | . | . | 0 | . | . | . | . | . | 0 | . | . | . | . | . | 0 | . | . | . | . | . | 0 | . | . | . | . | . | 0 | . | . | . | . | . | 0 | 3.844 | 1.536 | 0 | 0 | 0 | 5.38
2023 | CA | 2507 | City of Burbank Water and Power | LDWP | 6 | 1.06 | 0 | 1.06 |  | . | . | . | . | . | 0 | . | . | . | . | . | 0 | . | . | . | . | . | 0 | . | . | . | . | . | 0 | . | 0.26 | . | . | . | 0.26 | . | . | . | . | . | 0 | . | . | . | . | . | 0 | . | 0.8 | . | . | . | 0.8 | . | . | . | . | . | 0 | . | . | . | . | . | 0 | 0 | 1.06 | 0 | 0 | 0 | 1.06
2023 | CA | 4003 | City of Colton - (CA) | CISO | 5 | 4.713 | . | . | DC | . | . | . | . | 4.713 | 4.713 | . | . | . | . | . | 0 | . | . | . | . | . | 0 | . | . | . | . | . | 0 | . | . | . | . | . | 0 | . | . | . | . | . | 0 | . | . | . | . | . | 0 | . | . | . | . | . | 0 | . | . | . | . | . | 0 | . | . | . | . | . | 0 | 0 | 0 | 0 | 0 | 4.713 | 4.713
2023 | CA | 7294 | City of Glendale - (CA) | LDWP | 6 | 1.522 | . | . | AC | . | . | . | . | 0.222 | 0.222 | . | . | . | . | . | 0 | . | . | . | . | . | 0 | . | . | . | . | . | 0 | . | 0.3 | . | . | . | 0.3 | . | 1 | . | . | . | 1 | . | . | . | . | . | 0 | . | . | . | . | . | 0 | . | . | . | . | . | 0 | . | . | . | . | . | 0 | 0 | 1.3 | 0 | 0 | 0.222 | 1.522
2023 | CA | 11124 | City of Lodi - (CA) | CISO | 1337 | 7.158 | . | . | AC | 5.794 | 1.149 | . | . | . | 6.943 | 0.215 | . | . | . | . | 0.215 | . | . | . | . | . | 0 | . | . | . | . | . | 0 | . | . | . | . | . | 0 | . | . | . | . | . | 0 | . | . | . | . | . | 0 | . | . | . | . | . | 0 | . | . | . | . | . | 0 | . | . | . | . | . | 0 | 6.009 | 1.149 | 0 | 0 | 0 | 7.158
2023 | CA | 11208 | Los Angeles Department of Water & Power | LDWP | 169 | 46.386 | . | . | AC | . | 39.71 | . | . | 6.15 | 45.86 | 0.016 | 0.51 | . | . | . | 0.526 | . | . | . | . | . | 0 | . | . | . | . | . | 0 | . | . | . | . | . | 0 | . | . | . | . | . | 0 | . | . | . | . | . | 0 | . | . | . | . | . | 0 | . | . | . | . | . | 0 | . | . | . | . | . | 0 | 0.016 | 40.22 | 0 | 0 | 6.15 | 46.386
2023 | CA | 12745 | Modesto Irrigation District | BANC | 1 | 0.23 | 0 | 0.23 |  | . | . | . | . | . | 0 | . | . | . | . | . | 0 | . | . | . | . | . | 0 | . | . | . | . | . | 0 | . | . | . | . | 0.23 | 0.23 | . | . | . | . | . | 0 | . | . | . | . | . | 0 | . | . | . | . | . | 0 | . | . | . | . | . | 0 | . | . | . | . | . | 0 | 0 | 0 | 0 | 0 | 0.23 | 0.23
2023 | CA | 14328 | Pacific Gas & Electric Co. | CISO | 1801 | 163.207 | 0.46 | . | AC | 0.085 | 24.387 | 32.614 | 0 | 11.432 | 68.518 | 3.83 | 12.865 | 15.613 | 0 | 0.089 | 32.397 | 0 | 0 | 0 | 0 | 0 | 0 | 0 | 0.019 | 0.015 | 0 | 0 | 0.034 | 0 | 6.723 | 0 | 0 | 11.378 | 18.101 | 0.128 | 0.833 | 2.685 | 0 | 0 | 3.646 | 0.426 | 5.46 | 16.698 | 0 | 1.773 | 24.357 | 0.195 | 0.975 | 11.041 | 0 | 0.24 | 12.451 | 0 | 0 | 0 | 0 | 1.35 | 1.35 | 0.1 | 2.02 | 0.233 | 0 | 0 | 2.353 | 4.764 | 53.282 | 78.899 | 0 | 26.262 | 163.207
2023 | CA | 14354 | PacifiCorp | PACW | 2 | 0.111 | . | . |  | . | . | . | . | . | 0 | . | . | . | . | . | 0 | . | . | . | . | . | 0 | . | . | . | . | . | 0 | . | . | . | . | 0.036 | 0.036 | . | . | . | . | . | 0 | . | . | . | . | . | 0 | . | . | . | . | . | 0 | . | . | . | . | 0.075 | 0.075 | . | . | . | . | . | 0 | 0 | 0 | 0 | 0 | 0.111 | 0.111
2023 | CA | 14401 | City of Palo Alto - (CA) | CISO | 28 | 12.06 | 12.06 | 12.06 |  | . | . | . | . | . | 0 | . | . | . | . | . | 0 | . | . | . | . | . | 0 | . | . | . | . | . | 0 | . | . | . | . | . | 0 | . | . | . | . | . | 0 | . | 12.06 | . | . | . | 12.06 | . | . | . | . | . | 0 | . | . | . | . | . | 0 | . | . | . | . | . | 0 | 0 | 12.06 | 0 | 0 | 0 | 12.06
2023 | CA | 14534 | City of Pasadena - (CA) | CISO | 18 | 8.214 | . | . | AC | . | 2.374 | . | . | . | 2.374 | . | . | . | . | . | 0 | . | . | . | . | . | 0 | . | . | . | . | . | 0 | . | . | . | . | . | 0 | . | 5.84 | . | . | . | 5.84 | . | . | . | . | . | 0 | . | . | . | . | . | 0 | . | . | . | . | . | 0 | . | . | . | . | . | 0 | 0 | 8.214 | 0 | 0 | 0 | 8.214
2023 | CA | 16088 | City of Riverside - (CA) | CISO | 6 | 1.1 | . | 0.1 | AC | . | 0.2 | . | . | . | 0.2 | . | . | . | . | . | 0 | . | . | . | . | . | 0 | . | . | . | . | . | 0 | . | . | . | . | . | 0 | . | . | . | . | . | 0 | . | 0.8 | . | . | . | 0.8 | . | 0.1 | . | . | . | 0.1 | . | . | . | . | . | 0 | . | . | . | . | . | 0 | 0 | 1.1 | 0 | 0 | 0 | 1.1
2023 | CA | 16534 | Sacramento Municipal Util Dist | BANC | 18 | 3.214 | 0.317 | 1.39 | AC | . | 1.597 | . | . | . | 1.597 | . | 0.317 | . | . | . | 0.317 | . | . | . | . | . | 0 | . | . | . | . | . | 0 | . | 0 | . | . | . | 0 | . | 0 | . | . | . | 0 | . | 1.3 | . | . | . | 1.3 | . | 0 | . | . | . | 0 | . | 0 | . | . | . | 0 | . | . | . | . | . | 0 | 0 | 3.214 | 0 | 0 | 0 | 3.214
2023 | CA | 16609 | San Diego Gas & Electric Co | CISO | 1228 | 59.969 | 52.427 | 4.709 | AC | 0.015 | 12.152 | 0 | 0 | 0 | 12.167 | 1.705 | 38.726 | 0 | 0 | 0 | 40.431 | 0 | 0 | 0 | 0 | 0 | 0 | 0 | 0 | 0 | 0 | 0 | 0 | 0 | 1.118 | 0 | 0 | 0 | 1.118 | 0 | 0.6 | 0 | 0 | 0 | 0.6 | 0.01 | 4.255 | 0 | 0 | 0 | 4.265 | 0 | 0 | 0 | 0 | 0 | 0 | 0 | 0.275 | 0 | 0 | 0 | 0.275 | 0 | 1.113 | 0 | 0 | 0 | 1.113 | 1.73 | 58.239 | 0 | 0 | 0 | 59.969
2023 | CA | 16655 | City of Santa Clara - (CA) | CISO | 3 | 1.034 | . | . |  | . | . | . | . | . | 0 | . | 0.27 | . | . | . | 0.27 | . | . | . | . | . | 0 | . | 0.764 | . | . | . | 0.764 | . | . | . | . | . | 0 | . | . | . | . | . | 0 | . | . | . | . | . | 0 | . | . | . | . | . | 0 | . | . | . | . | . | 0 | . | . | . | . | . | 0 | 0 | 1.034 | 0 | 0 | 0 | 1.034
2023 | CA | 17609 | Southern California Edison Co | CISO | 1695 | 355.047 | 54.342 | 3.579 | AC | . | 49.59 | . | . | 20.006 | 69.596 | . | 161.28 | . | . | 1.63 | 162.91 | . | 502.55 | . | . | 3 | 505.55 | . | 0.454 | . | . | 0 | 0.454 | . | 0.25 | . | . | 5.861 | 6.111 | . | 7.399 | . | . | 0.225 | 7.624 | . | 76.288 | . | . | 0.8 | 77.088 | . | 29.453 | . | . | 0 | 29.453 | . | 0 | . | . | 0 | 0 | . | 1.542 | . | . | 0.269 | 1.811 | 0 | 326.256 | 0 | 0 | 28.791 | 355.047
2023 | CA | 55787 | City of Moreno Valley - (CA) | CISO | 2 | 0.699 | . | 0.699 | AC | . | . | . | . | 0.624 | 0.624 | . | . | . | . | 0.075 | 0.075 | . | . | . | . | . | 0 | . | . | . | . | . | 0 | . | . | . | . | . | 0 | . | . | . | . | . | 0 | . | . | . | . | . | 0 | . | . | . | . | . | 0 | . | . | . | . | . | 0 | . | . | . | . | . | 0 | 0 | 0 | 0 | 0 | 0.699 | 0.699
2023 | CA | 58789 | DOD USMC Marine Air Ground Combat | CISO | 57 | 26 | . | 26 | AC | . | 9.6 | . | . | . | 9.6 | . | . | . | . | . | 0 | . | . | . | . | . | 0 | . | . | . | . | . | 0 | . | . | . | . | . | 0 | . | . | . | . | . | 0 | . | . | . | . | . | 0 | . | . | 16.4 | . | . | 16.4 | . | . | . | . | . | 0 | . | . | . | . | . | 0 | 0 | 9.6 | 16.4 | 0 | 0 | 26
2023 | CA | 66052 | Kirkwood Meadows PUD | CISO | 8 | 5 | 5 | 5 |  | . | . | . | . | . | 0 | . | . | . | . | . | 0 | . | . | . | . | . | 0 | . | . | . | . | . | 0 | . | . | . | . | . | 0 | . | . | . | . | . | 0 | . | . | . | . | 5 | 5 | . | . | . | . | . | 0 | . | . | . | . | . | 0 | . | . | . | . | . | 0 | 0 | 0 | 0 | 0 | 5 | 5
2023 | CA | 66062 | Shelter Cove Resort Improvement Dist No. 1 | CISO | 3 | 1.2 | 1.2 | 1.2 |  | . | . | . | . | . | 0 | . | . | . | . | . | 0 | . | . | . | . | . | 0 | . | . | . | . | . | 0 | . | . | . | . | . | 0 | . | . | . | . | . | 0 | . | 1.2 | . | . | . | 1.2 | . | . | . | . | . | 0 | . | . | . | . | . | 0 | . | . | . | . | . | 0 | 0 | 1.2 | 0 | 0 | 0 | 1.2
2023 | CA | 99999 | State Adjustment | CISO | . | 0.282 | . | . |  | 0.302 | 0.183 | 0.619 | . | -0.822 | 0.282 | . | . | . | . | . | . | . | . | . | . | . | . | . | . | . | . | . | . | . | . | . | . | . | . | . | . | . | . | . | . | . | . | . | . | . | . | . | . | . | . | . | . | . | . | . | . | . | . | . | . | . | . | . | . | 0.302 | 0.183 | 0.619 | . | -0.822 | 0.282
2023 | CO | 3989 | City of Colorado Springs - (CO) | WACM | 2 | 0.205 | 0 | 0 |  | 0 | 0 | 0 | 0 | 0 | 0 | 0 | 0 | 0 | 0 | 0 | 0 | 0 | 0 | 0 | 0 | 0 | 0 | 0 | 0 | 0 | 0 | 0 | 0 | 0 | 0.075 | 0 | 0 | 0 | 0.075 | 0 | 0 | 0 | 0 | 0 | 0 | 0 | 0.13 | 0 | 0 | 0 | 0.13 | 0 | 0 | 0 | 0 | 0 | 0 | 0 | 0 | 0 | 0 | 0 | 0 | 0 | 0 | 0 | 0 | 0 | 0 | 0 | 0.205 | 0 | 0 | 0 | 0.205
2023 | CO | 5086 | Delta Montrose Electric Assn | WACM | 3 | 0.19 | . | . | DC | 0.19 | . | . | . | . | 0.19 | . | . | . | . | . | 0 | 0.19 | . | . | . | . | 0.19 | . | . | . | . | . | 0 | . | . | . | . | . | 0 | . | . | . | . | . | 0 | . | . | . | . | . | 0 | . | . | . | . | . | 0 | . | . | . | . | . | 0 | . | . | . | . | . | 0 | 0.19 | 0 | 0 | 0 | 0 | 0.19
2023 | CO | 5862 | Empire Electric Assn, Inc | WACM | 1 | 0.01 | . | 0.01 | AC | . | . | . | . | 0.01 | 0.01 | . | . | . | . | . | 0 | . | . | . | . | 18.68 | 18.68 | . | . | . | . | . | 0 | . | . | . | . | . | 0 | . | . | . | . | . | 0 | . | . | . | . | . | 0 | . | . | . | . | . | 0 | . | . | . | . | . | 0 | . | . | . | . | . | 0 | 0 | 0 | 0 | 0 | 0.01 | 0.01
2023 | CO | 6604 | City of Fort Collins - (CO) | PSCO | 16 | 4.869 | . | . | DC | . | . | . | . | 4.869 | 4.869 | . | . | . | . | . | 0 | . | . | . | . | . | 0 | . | . | . | . | . | 0 | . | . | . | . | . | 0 | . | . | . | . | . | 0 | . | . | . | . | . | 0 | . | . | . | . | . | 0 | . | . | . | . | . | 0 | . | . | . | . | . | 0 | 0 | 0 | 0 | 0 | 4.869 | 4.869
2023 | CO | 7563 | Grand Valley Power | PSCO | 1 | 0.22 | . | 0.22 | DC | . | . | . | . | 0.22 | 0.22 | . | . | . | . | . | 0 | . | . | . | . | . | 0 | . | . | . | . | . | 0 | . | . | . | . | . | 0 | . | . | . | . | . | 0 | . | . | . | . | . | 0 | . | . | . | . | . | 0 | . | . | . | . | . | 0 | . | . | . | . | . | 0 | 0 | 0 | 0 | 0 | 0.22 | 0.22
2023 | CO | 8773 | Holy Cross Electric Assn, Inc | PSCO | 27 | 4.538 | 0 | 0.449 | DC | 0 | 0 | 0 | 0 | 3.759 | 3.759 | 0 | 0 | 0 | 0 | 0 | 0 | 0 | 0 | 0 | 0 | 0 | 0 | 0 | 0 | 0 | 0 | 0 | 0 | 0 | 0 | 0 | 0 | 0.779 | 0.779 | 0 | 0 | 0 | 0 | 0 | 0 | 0 | 0 | 0 | 0 | 0 | 0 | 0 | 0 | 0 | 0 | 0 | 0 | 0 | 0 | 0 | 0 | 0 | 0 | 0 | 0 | 0 | 0 | 0 | 0 | 0 | 0 | 0 | 0 | 4.538 | 4.538
2023 | CO | 9336 | CORE Electric Cooperative | PSCO | 151 | 2.873 | . | . | AC | 2.031 | 0.591 | 0.251 | . | . | 2.873 | . | . | . | . | . | 0 | . | . | . | . | . | 0 | . | . | . | . | . | 0 | . | . | . | . | . | 0 | . | . | . | . | . | 0 | . | . | . | . | . | 0 | . | . | . | . | . | 0 | . | . | . | . | . | 0 | . | . | . | . | . | 0 | 2.031 | 0.591 | 0.251 | 0 | 0 | 2.873
2023 | CO | 10539 | La Plata Electric Assn, Inc | WACM | 2 | 1.11 | 0 | 0 | DC | . | 0.99 | . | . | . | 0.99 | . | . | . | . | . | 0 | . | . | . | . | . | 0 | . | . | . | . | . | 0 | . | 0.12 | . | . | . | 0.12 | . | . | . | . | . | 0 | . | . | . | . | . | 0 | . | . | . | . | . | 0 | . | . | . | . | . | 0 | . | . | . | . | . | 0 | 0 | 1.11 | 0 | 0 | 0 | 1.11
2023 | CO | 11187 | City of Longmont | PSCO | 2 | 0.5 | . | 0.5 |  | . | . | . | . | . | 0 | . | . | . | . | . | 0 | . | . | . | . | . | 0 | . | . | . | . | . | 0 | . | . | . | . | 0.5 | 0.5 | . | . | . | . | . | 0 | . | . | . | . | . | 0 | . | . | . | . | . | 0 | . | . | . | . | . | 0 | . | . | . | . | . | 0 | 0 | 0 | 0 | 0 | 0.5 | 0.5
2023 | CO | 13058 | Mountain View Elec Assn, Inc | WACM | 3 | 2.3 | 2.3 | 0.8 |  | . | . | . | . | . | 0 | . | . | . | . | . | 0 | . | . | . | . | . | 0 | . | . | . | . | . | 0 | . | . | . | . | . | 0 | . | . | . | . | . | 0 | . | . | 2.3 | . | . | 2.3 | . | . | . | . | . | 0 | . | . | . | . | . | 0 | . | . | . | . | . | 0 | 0 | 0 | 2.3 | 0 | 0 | 2.3
2023 | CO | 16603 | San Luis Valley R E C, Inc | WACM | 1 | 0.4 | . | . | AC | . | . | . | . | . | 0 | . | . | . | . | . | 0 | . | . | . | . | . | 0 | . | . | . | . | . | 0 | . | 0.4 | . | . | . | 0.4 | . | . | . | . | . | 0 | . | . | . | . | . | 0 | . | . | . | . | . | 0 | . | . | . | . | . | 0 | . | . | . | . | . | 0 | 0 | 0.4 | 0 | 0 | 0 | 0.4
2023 | CO | 16616 | San Isabel Electric Assn, Inc | WACM | 2 | 1.13 | . | . |  | . | . | . | . | . | 0 | . | . | . | . | . | 0 | . | . | . | . | . | 0 | . | . | . | . | . | 0 | . | . | . | . | . | 0 | . | . | . | . | . | 0 | . | 1.13 | . | . | . | 1.13 | . | . | . | . | . | 0 | . | . | . | . | . | 0 | . | . | . | . | . | 0 | 0 | 1.13 | 0 | 0 | 0 | 1.13
2023 | CO | 16622 | San Miguel Power Assn, Inc | WACM | 7 | 3.32 | . | . | AC | . | 1.45 | . | . | . | 1.45 | . | . | . | . | . | 0 | . | . | . | . | . | 0 | . | . | . | . | . | 0 | . | 1.87 | . | . | . | 1.87 | . | . | . | . | . | 0 | . | . | . | . | . | 0 | . | . | . | . | . | 0 | . | . | . | . | . | 0 | . | . | . | . | . | 0 | 0 | 3.32 | 0 | 0 | 0 | 3.32
2023 | CO | 19499 | United Power, Inc | WACM | 1 | 0.5 | 0 | 0.5 | AC | . | . | . | . | . | 0 | 0 | 0.5 | 0 | 0 | 0 | 0.5 | . | . | . | . | . | 0 | . | . | . | . | . | 0 | . | . | . | . | . | 0 | . | . | . | . | . | 0 | . | . | . | . | . | 0 | . | . | . | . | . | 0 | . | . | . | . | . | 0 | . | . | . | . | . | 0 | 0 | 0.5 | 0 | 0 | 0 | 0.5
2023 | CO | 20576 | White River Electric Assn, Inc | WACM | 2 | 0.308 | . | . | AC | . | . | . | . | 0.122 | 0.122 | . | . | . | . | . | 0 | . | . | . | . | . | 0 | . | . | . | . | . | 0 | . | . | . | . | 0.186 | 0.186 | . | . | . | . | . | 0 | . | . | . | . | . | 0 | . | . | . | . | . | 0 | . | . | . | . | . | 0 | . | . | . | . | . | 0 | 0 | 0 | 0 | 0 | 0.308 | 0.308
2023 | CO | 99999 | State Adjustment | PSCO | . | -1.543 | . | . |  | 0 | 0 | 0 | . | -1.543 | -1.543 | . | . | . | . | . | . | . | . | . | . | . | . | . | . | . | . | . | . | . | . | . | . | . | . | . | . | . | . | . | . | . | . | . | . | . | . | . | . | . | . | . | . | . | . | . | . | . | . | . | . | . | . | . | . | 0 | 0 | 0 | . | -1.543 | -1.543
2023 | CO | 99999 | State Adjustment | WACM | . | -0.206 | . | . |  | -0.033 | -0.173 | . | . | . | -0.206 | . | . | . | . | . | . | . | . | . | . | . | . | . | . | . | . | . | . | . | . | . | . | . | . | . | . | . | . | . | . | . | . | . | . | . | . | . | . | . | . | . | . | . | . | . | . | . | . | . | . | . | . | . | . | -0.033 | -0.173 | . | . | . | -0.206
2023 | CT | 4176 | Connecticut Light & Power Co | ISNE | 1870 | 44.304 | 7.995 | 0 | AC | . | 1.164 | 0.14 | . | 4.061 | 5.365 | 15.771 | 2.568 | 0.53 | . | . | 18.869 | . | . | . | . | . | 0 | . | . | . | . | . | 0 | . | . | . | . | 3.764 | 3.764 | . | . | . | . | . | 0 | 0.15 | 13.036 | 1.35 | . | . | 14.536 | . | 1.34 | 0.065 | . | . | 1.405 | . | 0.015 | . | . | 0.15 | 0.165 | . | . | 0.2 | . | . | 0.2 | 15.921 | 18.123 | 2.285 | 0 | 7.975 | 44.304
2023 | CT | 19497 | United Illuminating Co | ISNE | 192 | 14.734 | . | 0 | AC | 0.261 | 1.761 | . | . | . | 2.022 | . | . | . | . | . | 0 | . | . | . | . | . | 0 | . | 0.03 | . | . | . | 0.03 | . | . | . | . | . | 0 | . | 1.05 | . | . | . | 1.05 | . | . | . | . | . | 0 | . | . | . | . | . | 0 | . | . | . | . | . | 0 | 0.037 | 11.595 | . | . | . | 11.632 | 0.298 | 14.436 | 0 | 0 | 0 | 14.734
2023 | FL | 6452 | Florida Power & Light Co | FPL | 771 | 213.274 | 207.842 | 7.919 | AC | . | 3.221 | . | . | 2.216 | 5.437 | . | 0.307 | . | . | . | 0.307 | . | . | . | . | . | 0 | . | . | . | . | . | 0 | . | . | . | . | . | 0 | . | . | . | . | . | 0 | . | 206.53 | 1 | . | . | 207.53 | . | . | . | . | . | 0 | . | . | . | . | . | 0 | . | . | . | . | . | 0 | 0 | 210.058 | 1 | 0 | 2.216 | 213.274
2023 | FL | 6455 | Duke Energy Florida, LLC | FPC | 191 | 97.768 | 97.761 | 0.007 | AC | . | 0.323 | . | . | 0.007 | 0.33 | . | . | . | . | . | 0 | . | . | . | . | . | 0 | . | . | . | . | . | 0 | . | . | . | . | . | 0 | . | . | . | . | . | 0 | . | 96.77 | 0.668 | . | . | 97.438 | . | . | . | . | . | 0 | . | . | . | . | . | 0 | . | . | . | . | . | 0 | 0 | 97.093 | 0.668 | 0 | 0.007 | 97.768
2023 | FL | 6909 | Gainesville Regional Utilities | GVL | 13 | 4.1 | 4.1 | 2.8 | DC | . | . | . | . | . | 0 | . | . | . | . | . | 0 | . | . | . | . | . | 0 | . | . | . | . | . | 0 | . | . | . | . | . | 0 | . | . | . | . | . | 0 | . | 4.1 | . | . | . | 4.1 | . | . | . | . | . | 0 | . | . | . | . | . | 0 | . | . | . | . | . | 0 | 0 | 4.1 | 0 | 0 | 0 | 4.1
2023 | FL | 7264 | Glades Electric Coop, Inc | SEC | 230 | 60.053 | 0 | 0 | DC | 1.246 | 1.407 | . | . | . | 2.653 | . | . | . | . | . | 0 | . | . | . | . | . | 0 | . | . | . | . | . | 0 | . | . | . | . | . | 0 | . | . | . | . | . | 0 | 40 | 7.2 | 10.2 | . | . | 57.4 | . | . | . | . | . | 0 | . | . | . | . | . | 0 | . | . | . | . | . | 0 | 41.246 | 8.607 | 10.2 | 0 | 0 | 60.053
2023 | FL | 14610 | Orlando Utilities Comm | FMPP | 15 | 0.825 | 0 | 0.425 | DC | . | . | . | . | 0.784 | 0.784 | . | . | . | . | 0.041 | 0.041 | . | . | . | . | 0.156 | 0.156 | . | . | . | . | . | 0 | . | . | . | . | . | 0 | . | . | . | . | . | 0 | . | . | . | . | . | 0 | . | . | . | . | . | 0 | . | . | . | . | . | 0 | . | . | . | . | . | 0 | 0 | 0 | 0 | 0 | 0.825 | 0.825
2023 | FL | 18445 | City of Tallahassee - (FL) | TAL | 1892 | 90.7 | 79.634 | 11.066 |  | . | . | . | . | . | 0 | . | . | . | . | . | 0 | . | . | . | . | . | 0 | . | . | . | . | . | 0 | . | . | . | . | . | 0 | . | . | . | . | . | 0 | . | 79.634 | . | . | 11.066 | 90.7 | . | . | . | . | . | 0 | . | . | . | . | . | 0 | . | . | . | . | . | 0 | 0 | 79.634 | 0 | 0 | 11.066 | 90.7
2023 | FL | 18449 | Talquin Electric Coop, Inc | SEC | 11 | 1.95 | . | . |  | . | . | . | . | . | 0 | . | . | . | . | . | 0 | . | . | . | . | . | 0 | . | . | . | . | . | 0 | . | . | . | . | . | 0 | . | . | . | . | . | 0 | . | 1.95 | . | . | . | 1.95 | . | . | . | . | . | 0 | . | . | . | . | . | 0 | . | . | . | . | . | 0 | 0 | 1.95 | 0 | 0 | 0 | 1.95
2023 | FL | 20885 | Withlacoochee River Elec Coop | SEC | 21 | 11.05 | 11.05 | 11.05 | AC | 0 | 0 | 0 | 0 | 0 | 0 | 0 | 0 | 0 | 0 | 0 | 0 | 0 | 0 | 0 | 0 | 0 | 0 | 0 | 0 | 0 | 0 | 0 | 0 | 0 | 0 | 0 | 0 | 0 | 0 | 0 | 0 | 0 | 0 | 0 | 0 | 0 | 11.05 | 0 | 0 | 0 | 11.05 | 0 | 0 | 0 | 0 | 0 | 0 | 0 | 0 | 0 | 0 | 0 | 0 | 0 | 0 | 0 | 0 | 0 | 0 | 0 | 11.05 | 0 | 0 | 0 | 11.05
2023 | FL | 99999 | State Adjustment | FMPP | . | -0.137 | . | . |  | . | . | . | . | -0.137 | -0.137 | . | . | . | . | . | . | . | . | . | . | . | . | . | . | . | . | . | . | . | . | . | . | . | . | . | . | . | . | . | . | . | . | . | . | . | . | . | . | . | . | . | . | . | . | . | . | . | . | . | . | . | . | . | . | . | . | . | . | -0.137 | -0.137
2023 | FL | 99999 | State Adjustment | SEC | . | -0.463 | . | . |  | -0.217 | -0.245 | . | . | . | -0.463 | . | . | . | . | . | . | . | . | . | . | . | . | . | . | . | . | . | . | . | . | . | . | . | . | . | . | . | . | . | . | . | . | . | . | . | . | . | . | . | . | . | . | . | . | . | . | . | . | . | . | . | . | . | . | -0.217 | -0.245 | . | . | . | -0.463
2023 | GA | 407 | Altamaha Electric Member Corp | SOCO | 20 | 2.659 | 0.659 | 2.659 |  | . | . | . | . | . | 0 | . | . | . | . | . | 0 | . | . | . | . | . | 0 | . | . | . | . | . | 0 | . | . | . | . | . | 0 | . | . | . | . | . | 0 | . | . | . | . | . | 0 | . | . | . | . | . | 0 | . | . | . | . | . | 0 | 0.659 | 2 | . | . | . | 2.659 | 0.659 | 2 | 0 | 0 | 0 | 2.659
2023 | GA | 1891 | Blue Ridge Mountain EMC - (GA) | TVA | 77 | 1.955 | 0 | 0 | AC | 0.414 | 1.534 | 0 | 0 | 0 | 1.948 | . | . | . | . | . | 0 | . | . | . | . | . | 0 | 0.007 | 0 | 0 | 0 | 0 | 0.007 | 0 | 0 | 0 | 0 | 0 | 0 | 0 | 0 | 0 | 0 | 0 | 0 | 0 | 0 | 0 | 0 | 0 | 0 | 0 | 0 | 0 | 0 | 0 | 0 | 0 | 0 | 0 | 0 | 0 | 0 | 0 | 0 | 0 | 0 | 0 | 0 | 0.421 | 1.534 | 0 | 0 | 0 | 1.955
2023 | GA | 3108 | City of Cartersville - (GA) | SOCO | 2 | 1.4 | . | . | AC | . | . | 1.4 | . | . | 1.4 | . | . | . | . | . | 0 | . | . | . | . | . | 0 | . | . | . | . | . | 0 | . | . | . | . | . | 0 | . | . | . | . | . | 0 | . | . | . | . | . | 0 | . | . | . | . | . | 0 | . | . | . | . | . | 0 | . | . | . | . | . | 0 | 0 | 0 | 1.4 | 0 | 0 | 1.4
2023 | GA | 3408 | City of Chattanooga - (TN) | TVA | 3 | 0.02 | 0 | 0 | AC | 0.02 | 0 | 0 | 0 | 0 | 0.02 | . | . | . | . | . | 0 | . | . | . | . | . | 0 | 0 | 0 | 0 | 0 | 0 | 0 | 0 | 0 | 0 | 0 | 0 | 0 | 0 | 0 | 0 | 0 | 0 | 0 | 0 | 0 | 0 | 0 | 0 | 0 | 0 | 0 | 0 | 0 | 0 | 0 | 0 | 0 | 0 | 0 | 0 | 0 | 0 | 0 | 0 | 0 | 0 | 0 | 0.02 | 0 | 0 | 0 | 0 | 0.02
2023 | GA | 3939 | City of College Park - (GA) | SOCO | 14 | 0.211 | . | . | DC | 0.098 | 0.113 | . | . | . | 0.211 | . | . | . | . | . | 0 | . | . | . | . | . | 0 | . | . | . | . | . | 0 | . | . | . | . | . | 0 | . | . | . | . | . | 0 | . | . | . | . | . | 0 | . | . | . | . | . | 0 | . | . | . | . | . | 0 | . | . | . | . | . | 0 | 0.098 | 0.113 | 0 | 0 | 0 | 0.211
2023 | GA | 4433 | City of Covington - (GA) | SOCO | 12 | 0.1 | . | . | DC | 0.1 | . | . | . | . | 0.1 | . | . | . | . | . | 0 | . | . | . | . | . | 0 | . | . | . | . | . | 0 | . | . | . | . | . | 0 | . | . | . | . | . | 0 | . | . | . | . | . | 0 | . | . | . | . | . | 0 | . | . | . | . | . | 0 | . | . | . | . | . | 0 | 0.1 | 0 | 0 | 0 | 0 | 0.1
2023 | GA | 4744 | Dalton Utilities | SOCO | 38 | 9.33 | 8.43 | 1.95 | AC | . | 0.1 | 0.1 | . | 0.7 | 0.9 | . | . | . | . | . | 0 | . | . | . | . | . | 0 | . | . | . | . | . | 0 | . | . | . | . | . | 0 | . | . | . | . | . | 0 | . | 6.98 | 1.45 | . | . | 8.43 | . | . | . | . | . | 0 | . | . | . | . | . | 0 | . | . | . | . | . | 0 | 0 | 7.08 | 1.55 | 0 | 0.7 | 9.33
2023 | GA | 7090 | GreyStone Power Corporation | SOCO | 136 | 79.254 | 79.254 | 4 |  | . | . | . | . | . | 0 | . | . | . | . | . | 0 | . | . | . | . | . | 0 | . | . | . | . | . | 0 | . | . | . | . | . | 0 | . | . | . | . | . | 0 | . | 18.705 | 60.549 | . | . | 79.254 | . | . | . | . | . | 0 | . | . | . | . | . | 0 | . | . | . | . | . | 0 | 0 | 18.705 | 60.549 | 0 | 0 | 79.254
2023 | GA | 7140 | Georgia Power Co | SOCO | 6403 | 280.176 | 68.8 | . | AC | 33.07 | 13.988 | 144.773 | . | . | 191.831 | . | 1.025 | . | . | . | 1.025 | . | . | . | . | . | 0 | . | . | . | . | . | 0 | . | 2.73 | 0.75 | . | 0.5 | 3.98 | . | . | . | . | . | 0 | . | 81.415 | 1.925 | . | . | 83.34 | . | . | . | . | . | 0 | . | . | . | . | . | 0 | . | . | . | . | . | 0 | 33.07 | 99.158 | 147.448 | 0 | 0.5 | 280.176
2023 | GA | 7679 | City of Griffin - (GA) | SOCO | 17 | 0.148 | . | . | DC | 0.086 | 0.062 | . | . | . | 0.148 | . | . | . | . | . | 0 | . | . | . | . | . | 0 | . | . | . | . | . | 0 | . | . | . | . | . | 0 | . | . | . | . | . | 0 | . | . | . | . | . | 0 | . | . | . | . | . | 0 | . | . | . | . | . | 0 | . | . | . | . | . | 0 | 0.086 | 0.062 | 0 | 0 | 0 | 0.148
2023 | GA | 9601 | Jackson Electric Member Corp - (GA) | SOCO | 57 | 3.714 | 1.1 | . | DC | 0.281 | 2.333 | . | . | . | 2.614 | . | . | . | . | . | 0 | . | . | . | . | . | 0 | . | . | . | . | . | 0 | . | . | . | . | . | 0 | . | . | . | . | . | 0 | . | 1.1 | . | . | . | 1.1 | . | . | . | . | . | 0 | . | . | . | . | . | 0 | . | . | . | . | . | 0 | 0.281 | 3.433 | 0 | 0 | 0 | 3.714
2023 | GA | 13716 | North Georgia Elec Member Corp | TVA | 74 | 3.688 | 0 | 0 | AC | 0.748 | 2.307 | 0 | 0 | 0 | 3.055 | 0 | 0 | 0 | 0 | 0 | 0 | . | . | . | . | . | 0 | 0 | 0 | 0 | 0 | 0 | 0 | 0 | 0 | 0 | 0 | 0 | 0 | 0 | 0 | 0 | 0 | 0 | 0 | 0 | 0 | 0 | 0 | 0 | 0 | 0 | 0 | 0 | 0 | 0 | 0 | 0 | 0 | 0 | 0 | 0 | 0 | 0 | 0.633 | 0 | 0 | 0 | 0.633 | 0.748 | 2.94 | 0 | 0 | 0 | 3.688
2023 | GA | 16865 | Sawnee Electric Membership Corporation | SOCO | 6 | 0.8 | 0.8 | 0.8 | AC | . | . | . | . | . | 0 | . | . | . | . | . | 0 | . | . | . | . | . | 0 | . | . | . | . | . | 0 | . | . | . | . | . | 0 | . | . | . | . | . | 0 | . | . | . | . | 0.8 | 0.8 | . | . | . | . | . | 0 | . | . | . | . | . | 0 | . | . | . | . | . | 0 | 0 | 0 | 0 | 0 | 0.8 | 0.8
2023 | GA | 18397 | City of Sylvania - (GA) | SOCO | 1 | 0.005 | . | . | DC | 0.005 | . | . | . | . | 0.005 | . | . | . | . | . | 0 | . | . | . | . | . | 0 | . | . | . | . | . | 0 | . | . | . | . | . | 0 | . | . | . | . | . | 0 | . | . | . | . | . | 0 | . | . | . | . | . | 0 | . | . | . | . | . | 0 | . | . | . | . | . | 0 | 0.005 | 0 | 0 | 0 | 0 | 0.005
2023 | GA | 19154 | Tri-State Electric Member Corp | TVA | 36 | 0.905 | 0 | 0 | AC | 0.399 | 0.506 | 0 | 0 | 0 | 0.905 | . | . | . | . | . | 0 | . | . | . | . | . | 0 | 0 | 0 | 0 | 0 | 0 | 0 | 0 | 0 | 0 | 0 | 0 | 0 | 0 | 0 | 0 | 0 | 0 | 0 | 0 | 0 | 0 | 0 | 0 | 0 | 0 | 0 | 0 | 0 | 0 | 0 | 0 | 0 | 0 | 0 | 0 | 0 | 0 | 0 | 0 | 0 | 0 | 0 | 0.399 | 0.506 | 0 | 0 | 0 | 0.905
2023 | GA | 20065 | Walton Electric Member Corp | SOCO | 6 | 3.6 | 3.6 | 3.6 |  | . | . | . | . | . | 0 | . | . | . | . | . | 0 | . | . | . | . | . | 0 | . | . | . | . | . | 0 | . | . | . | . | . | 0 | . | . | . | . | . | 0 | . | 3.6 | . | . | . | 3.6 | . | . | . | . | . | 0 | . | . | . | . | . | 0 | . | . | . | . | . | 0 | 0 | 3.6 | 0 | 0 | 0 | 3.6
2023 | GA | 99999 | State Adjustment | SOCO | . | -0.537 | . | . |  | -0.099 | -0.437 | . | . | . | -0.537 | . | . | . | . | . | . | . | . | . | . | . | . | . | . | . | . | . | . | . | . | . | . | . | . | . | . | . | . | . | . | . | . | . | . | . | . | . | . | . | . | . | . | . | . | . | . | . | . | . | . | . | . | . | . | -0.099 | -0.437 | . | . | . | -0.537
2023 | HI | 8287 | Hawaii Electric Light Co Inc | NA | 2380 | 53.432 | . | 0.059 | AC | 14.223 | 19.003 | . | . | . | 33.226 | 14.892 | 2.8 | . | . | . | 17.692 | 33.7 | 8.353 | . | . | . | 42.053 | . | 0.662 | . | . | . | 0.662 | . | 0.237 | . | . | . | 0.237 | . | . | . | . | . | 0 | . | 1.615 | . | . | . | 1.615 | . | . | . | . | . | 0 | . | . | . | . | . | 0 | . | . | . | . | . | 0 | 29.115 | 24.317 | 0 | 0 | 0 | 53.432
2023 | HI | 10071 | Kauai Island Utility Cooperative | NA | 30 | 6.624 | 0 | 0 | AC | 0.032 | 5.388 | 0 | 0 | 0 | 5.42 | 0.03 | 0.174 | 0 | 0 | 0 | 0.204 | 0.081 | 0.232 | 0 | 0 | 0 | 0.313 | 0 | 0 | 0 | 0 | 0 | 0 | 0 | 0 | 0 | 0 | 0 | 0 | 0 | 0 | 0 | 0 | 0 | 0 | 0 | 0 | 0 | 0 | 0 | 0 | 0 | 1 | 0 | 0 | 0 | 1 | 0 | 0 | 0 | 0 | 0 | 0 | 0 | 0 | 0 | 0 | 0 | 0 | 0.062 | 6.562 | 0 | 0 | 0 | 6.624
2023 | HI | 11843 | Maui Electric Co Ltd | NA | 1873 | 34.362 | . | . | AC | 0.435 | 18.469 | . | . | . | 18.904 | 12.158 | 0.903 | . | . | . | 13.061 | 32.957 | 4.388 | . | . | . | 37.345 | . | 0.017 | . | . | . | 0.017 | . | 0.5 | . | . | . | 0.5 | . | . | . | . | . | 0 | . | . | . | . | . | 0 | . | . | . | . | . | 0 | . | . | . | . | . | 0 | . | 1.88 | . | . | . | 1.88 | 12.593 | 21.769 | 0 | 0 | 0 | 34.362
2023 | HI | 19547 | Hawaiian Electric Co Inc | HECO | 5889 | 207.56 | . | 0.928 | AC | 45.01 | 112.696 | 0.803 | . | 0.125 | 158.634 | 41.069 | 7.732 | . | . | . | 48.801 | 106.78 | 40.161 | . | . | . | 146.941 | . | 0.005 | . | . | . | 0.005 | . | . | . | . | . | 0 | . | . | . | . | . | 0 | . | 0.12 | . | . | . | 0.12 | . | . | . | . | . | 0 | . | . | . | . | . | 0 | . | . | . | . | . | 0 | 86.079 | 120.553 | 0.803 | 0 | 0.125 | 207.56
2023 | IA | 2652 | Butler County Rural Elec Coop - (IA) | SWPP | 45 | 1.095 | . | 0.297 | AC | 0.435 | . | 0.36 | . | 0.297 | 1.092 | . | . | . | . | . | 0 | . | . | . | . | . | 0 | 0.003 | . | . | . | . | 0.003 | . | . | . | . | . | 0 | . | . | . | . | . | 0 | . | . | . | . | . | 0 | . | . | . | . | . | 0 | . | . | . | . | . | 0 | . | . | . | . | . | 0 | 0.438 | 0 | 0.36 | 0 | 0.297 | 1.095
2023 | IA | 5605 | Eastern Iowa Light & Power Coop | MISO | 21 | 1.029 | . | . | DC | 0.105 | 0.87 | . | . | . | 0.975 | 0.021 | 0.03 | . | . | . | 0.051 | . | . | . | . | . | 0 | 0.003 | . | . | . | . | 0.003 | . | . | . | . | . | 0 | . | . | . | . | . | 0 | . | . | . | . | . | 0 | . | . | . | . | . | 0 | . | . | . | . | . | 0 | . | . | . | . | . | 0 | 0.129 | 0.9 | 0 | 0 | 0 | 1.029
2023 | IA | 8319 | Heartland Power Coop | MISO | 56 | 22.27 | 2.3 | 0.185 | AC | 3.869 | 8.215 | . | . | . | 12.084 | 0.09 | . | . | . | . | 0.09 | 216.72 | . | . | . | . | 216.72 | 0.046 | 2.05 | . | . | . | 2.096 | . | . | . | . | . | 0 | . | . | . | . | . | 0 | . | 8 | . | . | . | 8 | . | . | . | . | . | 0 | . | . | . | . | . | 0 | . | . | . | . | . | 0 | 4.005 | 18.265 | 0 | 0 | 0 | 22.27
2023 | IA | 9417 | Interstate Power and Light Co | MISO | 61 | 7.263 | 0 | 1.678 | AC | 0.016 | 1.772 | 0.401 | . | . | 2.189 | . | 1.022 | . | . | . | 1.022 | . | . | . | . | . | 0 | . | 1.014 | . | . | . | 1.014 | . | 1.49 | . | . | . | 1.49 | . | . | . | . | . | 0 | . | 0.442 | . | . | . | 0.442 | . | . | . | . | . | 0 | . | . | . | . | . | 0 | . | 0.45 | 0.656 | . | . | 1.106 | 0.016 | 6.19 | 1.057 | 0 | 0 | 7.263
2023 | IA | 9425 | Iowa Lakes Electric Coop | SWPP | 26 | 1.007 | . | 1.007 | AC | 0.068 | 0.66 | . | . | . | 0.728 | . | . | . | . | . | 0 | . | . | . | . | . | 0 | 0.01 | 0.269 | . | . | . | 0.279 | . | . | . | . | . | 0 | . | . | . | . | . | 0 | . | . | . | . | . | 0 | . | . | . | . | . | 0 | . | . | . | . | . | 0 | . | . | . | . | . | 0 | 0.078 | 0.929 | 0 | 0 | 0 | 1.007
2023 | IA | 11788 | Consumers Energy Coop - (IA) | MISO | 49 | 0.905 | . | . | AC | 0.705 | . | 0.15 | . | . | 0.855 | . | . | . | . | . | 0 | . | . | . | . | . | 0 | . | . | 0.05 | . | . | 0.05 | . | . | . | . | . | 0 | . | . | . | . | . | 0 | . | . | . | . | . | 0 | . | . | . | . | . | 0 | . | . | . | . | . | 0 | . | . | . | . | . | 0 | 0.705 | 0 | 0.2 | 0 | 0 | 0.905
2023 | IA | 12341 | MidAmerican Energy Co | MISO | 20 | 2.398 | 0.9 | 0.088 | AC | . | 0.498 | . | . | . | 0.498 | . | . | . | . | . | 0 | . | . | . | . | . | 0 | 0.01 | 0.108 | . | . | . | 0.118 | . | . | . | . | 0.882 | 0.882 | . | . | . | . | . | 0 | . | 0.9 | . | . | . | 0.9 | . | . | . | . | . | 0 | . | . | . | . | . | 0 | . | . | . | . | . | 0 | 0.01 | 1.506 | 0 | 0 | 0.882 | 2.398
2023 | IA | 12450 | Midland Power Coop | MISO | 83 | 6.309 | . | 0.15 | AC | 1.743 | . | . | . | . | 1.743 | . | . | . | . | . | 0 | . | . | . | . | . | 0 | 0.066 | . | . | . | . | 0.066 | . | . | . | . | . | 0 | . | . | . | . | . | 0 | . | . | 4.5 | . | . | 4.5 | . | . | . | . | . | 0 | . | . | . | . | . | 0 | . | . | . | . | . | 0 | 1.809 | 0 | 4.5 | 0 | 0 | 6.309
2023 | IA | 12642 | Maquoketa Valley Rrl Elec Coop | MISO | 221 | 3.134 | . | . | AC | 0.927 | 2.135 | . | . | . | 3.062 | . | . | . | . | . | 0 | . | . | . | . | . | 0 | . | . | . | . | . | 0 | . | . | . | . | . | 0 | . | . | . | . | . | 0 | . | . | . | . | . | 0 | . | . | . | . | . | 0 | . | . | . | . | . | 0 | 0.014 | 0.058 | . | . | . | 0.072 | 0.941 | 2.193 | 0 | 0 | 0 | 3.134
2023 | IA | 15291 | Prairie Energy Coop | SWPP | 23 | 0.595 | . | . | AC | 0.11 | . | 0.485 | . | . | 0.595 | . | . | . | . | . | 0 | . | . | . | . | . | 0 | . | . | . | . | . | 0 | . | . | . | . | . | 0 | . | . | . | . | . | 0 | . | . | . | . | . | 0 | . | . | . | . | . | 0 | . | . | . | . | . | 0 | . | . | . | . | . | 0 | 0.11 | 0 | 0.485 | 0 | 0 | 0.595
2023 | IA | 16611 | Access Energy Coop | AECI | 90 | 1.213 | . | 0.1 | AC | 0.9 | 0.247 | . | . | . | 1.147 | . | . | . | . | . | 0 | . | . | . | . | . | 0 | 0.066 | . | . | . | . | 0.066 | . | . | . | . | . | 0 | . | . | . | . | . | 0 | . | . | . | . | . | 0 | . | . | . | . | . | 0 | . | . | . | . | . | 0 | . | . | . | . | . | 0 | 0.966 | 0.247 | 0 | 0 | 0 | 1.213
2023 | IA | 17260 | North West Rural Electric Coop | SWPP | 104 | 16.138 | 16.138 | . |  | . | . | . | . | . | 0 | . | . | . | . | . | 0 | . | . | . | . | . | 0 | . | . | . | . | . | 0 | . | . | . | . | . | 0 | . | . | . | . | . | 0 | . | 16.138 | . | . | . | 16.138 | . | . | . | . | . | 0 | . | . | . | . | . | 0 | . | . | . | . | . | 0 | 0 | 16.138 | 0 | 0 | 0 | 16.138
2023 | IA | 19157 | MiEnergy Cooperative | MISO | 151 | 14.604 | . | 0.275 | AC | 0.045 | 0.179 | 0.664 | . | . | 0.888 | 0.008 | . | . | . | . | 0.008 | 0.01 | . | . | . | . | 0.01 | . | . | . | . | . | 0 | . | . | . | . | . | 0 | . | . | . | . | . | 0 | . | 13.708 | . | . | . | 13.708 | . | . | . | . | . | 0 | . | . | . | . | . | 0 | . | . | . | . | . | 0 | 0.053 | 13.887 | 0.664 | 0 | 0 | 14.604
2023 | IA | 99999 | State Adjustment | AECI | . | 0.205 | . | . |  | 0.117 | 0.088 | . | . | . | 0.205 | . | . | . | . | . | . | . | . | . | . | . | . | . | . | . | . | . | . | . | . | . | . | . | . | . | . | . | . | . | . | . | . | . | . | . | . | . | . | . | . | . | . | . | . | . | . | . | . | . | . | . | . | . | . | 0.117 | 0.088 | . | . | . | 0.205
2023 | IA | 99999 | State Adjustment | MISO | . | 4.294 | . | . |  | 0.92 | 1.311 | . | . | 2.063 | 4.294 | . | . | . | . | . | . | . | . | . | . | . | . | . | . | . | . | . | . | . | . | . | . | . | . | . | . | . | . | . | . | . | . | . | . | . | . | . | . | . | . | . | . | . | . | . | . | . | . | . | . | . | . | . | . | 0.92 | 1.311 | . | . | 2.063 | 4.294
2023 | IA | 99999 | State Adjustment | SWPP | . | 2.086 | . | . |  | 0.058 | 0.017 | . | . | 2.011 | 2.086 | . | . | . | . | . | . | . | . | . | . | . | . | . | . | . | . | . | . | . | . | . | . | . | . | . | . | . | . | . | . | . | . | . | . | . | . | . | . | . | . | . | . | . | . | . | . | . | . | . | . | . | . | . | . | 0.058 | 0.017 | . | . | 2.011 | 2.086
2023 | ID | 9191 | Idaho Power Co | IPCO | 31 | 10.262 | . | . | DC | . | . | . | . | . | 0 | . | . | . | . | . | 0 | . | . | . | . | . | 0 | . | . | . | . | . | 0 | . | . | . | . | 9.762 | 9.762 | . | . | . | . | . | 0 | . | . | . | . | 0.5 | 0.5 | . | . | . | . | . | 0 | . | . | . | . | . | 0 | . | . | . | . | . | 0 | 0 | 0 | 0 | 0 | 10.262 | 10.262
2023 | ID | 14354 | PacifiCorp | PACE | 2 | 0.8 | . | . |  | . | . | . | . | . | 0 | . | . | . | . | . | 0 | . | . | . | . | . | 0 | . | . | . | . | . | 0 | . | . | . | . | 0.8 | 0.8 | . | . | . | . | . | 0 | . | . | . | . | . | 0 | . | . | . | . | . | 0 | . | . | . | . | . | 0 | . | . | . | . | . | 0 | 0 | 0 | 0 | 0 | 0.8 | 0.8
2023 | IL | 4110 | Commonwealth Edison Co | PJM | 3448 | 178.279 | . | . | AC | 14.034 | 157.864 | . | . | . | 171.898 | 0.606 | 3.573 | . | . | . | 4.179 | . | . | . | . | . | 0 | 0.018 | 0.259 | . | . | . | 0.277 | . | . | . | . | . | 0 | . | . | . | . | . | 0 | . | 1.925 | . | . | . | 1.925 | . | . | . | . | . | 0 | . | . | . | . | . | 0 | . | . | . | . | . | 0 | 14.658 | 163.621 | 0 | 0 | 0 | 178.279
2023 | IL | 9750 | Jo-Carroll Energy, Inc | MISO | 15 | 7.8 | 2.4 | . | AC | . | . | 5.4 | . | . | 5.4 | . | . | . | . | . | 0 | . | . | . | . | . | 0 | . | . | . | . | . | 0 | . | . | . | . | . | 0 | . | . | . | . | . | 0 | . | . | 2.4 | . | . | 2.4 | . | . | . | . | . | 0 | . | . | . | . | . | 0 | . | . | . | . | . | 0 | 0 | 0 | 7.8 | 0 | 0 | 7.8
2023 | IL | 12341 | MidAmerican Energy Co | MISO | 4 | 0.316 | 0 | 0 | AC | 0.001 | 0.009 | . | . | . | 0.01 | . | . | . | . | . | 0 | . | . | . | . | . | 0 | . | 0.011 | . | . | . | 0.011 | . | . | . | . | . | 0 | . | . | . | . | . | 0 | . | . | 0.295 | . | . | 0.295 | . | . | . | . | . | 0 | . | . | . | . | . | 0 | . | . | . | . | . | 0 | 0.001 | 0.02 | 0.295 | 0 | 0 | 0.316
2023 | IL | 12395 | Menard Electric Coop | MISO | 1 | 0.1 | 0.1 | 0.1 |  | . | . | . | . | . | 0 | . | . | . | . | . | 0 | . | . | . | . | . | 0 | . | . | . | . | . | 0 | . | . | . | . | . | 0 | . | . | . | . | . | 0 | . | 0.1 | . | . | . | 0.1 | . | . | . | . | . | 0 | . | . | . | . | . | 0 | . | . | . | . | . | 0 | 0 | 0.1 | 0 | 0 | 0 | 0.1
2023 | IL | 13032 | Mt Carmel Public Utility Co | MISO | 1 | 0.049 | . | . | AC | . | 0.049 | . | . | . | 0.049 | . | . | . | . | . | 0 | . | . | . | . | . | 0 | . | . | . | . | . | 0 | . | . | . | . | . | 0 | . | . | . | . | . | 0 | . | . | . | . | . | 0 | . | . | . | . | . | 0 | . | . | . | . | . | 0 | . | . | . | . | . | 0 | 0 | 0.049 | 0 | 0 | 0 | 0.049
2023 | IL | 16196 | Rock Energy Cooperative | MISO | 1 | 0.45 | . | . | AC | . | 0.45 | . | . | . | 0.45 | . | . | . | . | . | 0 | . | . | . | . | . | 0 | . | . | . | . | . | 0 | . | . | . | . | . | 0 | . | . | . | . | . | 0 | . | . | . | . | . | 0 | . | . | . | . | . | 0 | . | . | . | . | . | 0 | . | . | . | . | . | 0 | 0 | 0.45 | 0 | 0 | 0 | 0.45
2023 | IL | 17040 | Shelby Electric Coop, Inc - (IL) | MISO | 1 | 0.5 | . | . | AC | . | . | . | . | 0.5 | 0.5 | . | . | . | . | . | 0 | . | . | . | . | . | 0 | . | . | . | . | . | 0 | . | . | . | . | . | 0 | . | . | . | . | . | 0 | . | . | . | . | . | 0 | . | . | . | . | . | 0 | . | . | . | . | . | 0 | . | . | . | . | . | 0 | 0 | 0 | 0 | 0 | 0.5 | 0.5
2023 | IL | 17697 | Southwestern Electric Coop Inc - (IL) | MISO | 494 | 9.702 | . | . | DC | 6.035 | 3.14 | . | . | . | 9.175 | 0.515 | . | . | . | . | 0.515 | 1.045 | . | . | . | . | 1.045 | 0.012 | . | . | . | . | 0.012 | . | . | . | . | . | 0 | . | . | . | . | . | 0 | . | . | . | . | . | 0 | . | . | . | . | . | 0 | . | . | . | . | . | 0 | . | . | . | . | . | 0 | 6.562 | 3.14 | 0 | 0 | 0 | 9.702
2023 | IL | 17828 | City of Springfield - (IL) | MISO | 1 | 0.25 | . | 0.25 | DC | . | . | . | . | 0.25 | 0.25 | . | . | . | . | . | 0 | . | . | . | . | . | 0 | . | . | . | . | . | 0 | . | . | . | . | . | 0 | . | . | . | . | . | 0 | . | . | . | . | . | 0 | . | . | . | . | . | 0 | . | . | . | . | . | 0 | . | . | . | . | . | 0 | 0 | 0 | 0 | 0 | 0.25 | 0.25
2023 | IL | 17860 | City of St Charles - (IL) | PJM | 4 | 0.515 | 0 | 0 | AC | 0.009 | 0.006 | 0 | 0 | 0.5 | 0.515 | 0 | 0 | 0 | 0 | 0 | 0 | 0 | 0 | 0 | 0 | 0 | 0 | 0 | 0 | 0 | 0 | 0 | 0 | 0 | 0 | 0 | 0 | 0 | 0 | 0 | 0 | 0 | 0 | 0 | 0 | 0 | 0 | 0 | 0 | 0 | 0 | 0 | 0 | 0 | 0 | 0 | 0 | 0 | 0 | 0 | 0 | 0 | 0 | 0 | 0 | 0 | 0 | 0 | 0 | 0.009 | 0.006 | 0 | 0 | 0.5 | 0.515
2023 | IL | 18955 | Tri-County Electric Coop, Inc (IL) | MISO | 126 | 1.785 | 0 | 0 | AC | 1.382 | 0.05 | . | . | . | 1.432 | 0.353 | . | . | . | . | 0.353 | . | . | . | . | . | 0 | . | . | . | . | . | 0 | . | . | . | . | . | 0 | . | . | . | . | . | 0 | . | . | . | . | . | 0 | . | . | . | . | . | 0 | . | . | . | . | . | 0 | . | . | . | . | . | 0 | 1.735 | 0.05 | 0 | 0 | 0 | 1.785
2023 | IL | 56697 | Ameren Illinois Company | MISO | 79 | 7.742 | . | . | DC | 0.041 | 5.147 | 0.238 | . | . | 5.426 | . | . | . | . | . | 0 | . | . | . | . | . | 0 | 0.012 | 2.265 | . | . | . | 2.277 | . | . | . | . | . | 0 | . | . | . | . | . | 0 | . | . | . | . | . | 0 | . | . | . | . | . | 0 | . | . | . | . | . | 0 | . | 0.039 | . | . | . | 0.039 | 0.053 | 7.451 | 0.238 | 0 | 0 | 7.742
2023 | IL | 99999 | State Adjustment | MISO | . | -1.965 | . | . |  | -0.869 | -1.424 | -0.042 | . | 0.369 | -1.965 | . | . | . | . | . | . | . | . | . | . | . | . | . | . | . | . | . | . | . | . | . | . | . | . | . | . | . | . | . | . | . | . | . | . | . | . | . | . | . | . | . | . | . | . | . | . | . | . | . | . | . | . | . | . | -0.869 | -1.424 | -0.042 | . | 0.369 | -1.965
2023 | IN | 636 | City of Anderson - (IN) | PJM | 12 | 0.122 | . | . | AC | 0.122 | . | . | . | . | 0.122 | . | . | . | . | . | 0 | . | . | . | . | . | 0 | . | . | . | . | . | 0 | . | . | . | . | . | 0 | . | . | . | . | . | 0 | . | . | . | . | . | 0 | . | . | . | . | . | 0 | . | . | . | . | . | 0 | . | . | . | . | . | 0 | 0.122 | 0 | 0 | 0 | 0 | 0.122
2023 | IN | 8179 | Harrison County Rural E M C | MISO | 7 | 6.2 | 6.2 | 1 |  | . | . | . | . | . | 0 | . | . | . | . | . | 0 | . | . | . | . | . | 0 | . | . | . | . | . | 0 | . | . | . | . | . | 0 | . | . | . | . | . | 0 | . | 6.2 | . | . | . | 6.2 | . | . | . | . | . | 0 | . | . | . | . | . | 0 | . | . | . | . | . | 0 | 0 | 6.2 | 0 | 0 | 0 | 6.2
2023 | IN | 9273 | AES Indiana | MISO | 529 | 6.935 | . | . | AC | 2.432 | 4.502 | . | . | . | 6.934 | . | . | . | . | . | 0 | . | . | . | . | . | 0 | . | 0.001 | . | . | . | 0.001 | . | . | . | . | . | 0 | . | . | . | . | . | 0 | . | . | . | . | . | 0 | . | . | . | . | . | 0 | . | . | . | . | . | 0 | . | . | . | . | . | 0 | 2.432 | 4.503 | 0 | 0 | 0 | 6.935
2023 | IN | 9324 | Indiana Michigan Power Co | PJM | 5 | 1.675 | . | . | AC | . | 0.015 | 0.01 | . | . | 0.025 | . | . | . | . | . | 0 | . | . | . | . | . | 0 | . | 0.85 | . | . | . | 0.85 | . | . | . | . | . | 0 | . | . | . | . | . | 0 | . | . | . | . | . | 0 | . | . | . | . | . | 0 | . | . | . | . | . | 0 | . | 0.8 | . | . | . | 0.8 | 0 | 1.665 | 0.01 | 0 | 0 | 1.675
2023 | IN | 9665 | Jasper County Rural E M C | MISO | 1 | 0.8 | . | . |  | . | . | . | . | . | 0 | . | . | . | . | . | 0 | . | . | . | . | . | 0 | . | . | . | . | . | 0 | . | . | . | . | . | 0 | . | . | . | . | . | 0 | . | . | 0.8 | . | . | 0.8 | . | . | . | . | . | 0 | . | . | . | . | . | 0 | . | . | . | . | . | 0 | 0 | 0 | 0.8 | 0 | 0 | 0.8
2023 | IN | 15470 | Duke Energy Indiana, LLC | MISO | 12 | 0.236 | 0 | 0.153 | AC | 0.083 | 0.137 | . | . | . | 0.22 | . | . | . | . | . | 0 | . | . | . | . | . | 0 | . | . | . | . | . | 0 | . | . | . | . | . | 0 | . | . | . | . | . | 0 | . | . | . | . | . | 0 | . | 0.016 | . | . | . | 0.016 | . | . | . | . | . | 0 | . | . | . | . | . | 0 | 0.083 | 0.153 | 0 | 0 | 0 | 0.236
2023 | IN | 15989 | City of Richmond - (IN) | PJM | 5 | 0.124 | . | . | AC | 0.045 | 0.079 | . | . | . | 0.124 | . | . | . | . | . | 0 | . | . | . | . | . | 0 | . | . | . | . | . | 0 | . | . | . | . | . | 0 | . | . | . | . | . | 0 | . | . | . | . | . | 0 | . | . | . | . | . | 0 | . | . | . | . | . | 0 | . | . | . | . | . | 0 | 0.045 | 0.079 | 0 | 0 | 0 | 0.124
2023 | IN | 17599 | Southeastern Indiana R E M C | MISO | 546 | 12.012 | . | . |  | . | . | . | . | . | 0 | . | . | . | . | . | 0 | . | . | . | . | . | 0 | . | . | . | . | . | 0 | . | . | . | . | . | 0 | . | . | . | . | . | 0 | 12.012 | . | . | . | . | 12.012 | . | . | . | . | . | 0 | . | . | . | . | . | 0 | . | . | . | . | . | 0 | 12.012 | 0 | 0 | 0 | 0 | 12.012
2023 | IN | 17633 | Southern Indiana Gas & Elec Co | MISO | 245 | 4.428 | . | . | AC | 2.09 | 2.326 | . | . | . | 4.416 | . | . | . | . | . | 0 | . | . | . | . | . | 0 | 0.012 | 0 | . | . | . | 0.012 | . | . | . | . | . | 0 | . | . | . | . | . | 0 | . | . | . | . | . | 0 | . | . | . | . | . | 0 | . | . | . | . | . | 0 | . | . | . | . | . | 0 | 2.102 | 2.326 | 0 | 0 | 0 | 4.428
2023 | IN | 18940 | Tipmont Rural Elec Member Corp | MISO | 1 | 0.07 | . | . | AC | 0.07 | . | . | . | . | 0.07 | . | . | . | . | . | 0 | . | . | . | . | . | 0 | . | . | . | . | . | 0 | . | . | . | . | . | 0 | . | . | . | . | . | 0 | . | . | . | . | . | 0 | . | . | . | . | . | 0 | . | . | . | . | . | 0 | . | . | . | . | . | 0 | 0.07 | 0 | 0 | 0 | 0 | 0.07
2023 | IN | 20603 | Northeastern Rural E M C | PJM | 68 | 2.58 | 1.5 | 0.05 | AC | 0.62 | 0.38 | . | . | 0.05 | 1.05 | . | . | . | . | . | 0 | . | . | . | . | . | 0 | 0.03 | . | . | . | . | 0.03 | . | . | . | . | . | 0 | . | . | . | . | . | 0 | . | . | 1.5 | . | . | 1.5 | . | . | . | . | . | 0 | . | . | . | . | . | 0 | . | . | . | . | . | 0 | 0.65 | 0.38 | 1.5 | 0 | 0.05 | 2.58
2023 | IN | 27599 | Carroll-White REMC | MISO | 29 | 1.061 | . | . | AC | 0.561 | . | . | . | . | 0.561 | . | . | . | . | . | 0 | . | . | . | . | . | 0 | . | . | . | . | . | 0 | . | . | . | . | . | 0 | . | . | . | . | . | 0 | . | 0.5 | . | . | . | 0.5 | . | . | . | . | . | 0 | . | . | . | . | . | 0 | . | . | . | . | . | 0 | 0.561 | 0.5 | 0 | 0 | 0 | 1.061
2023 | IN | 59505 | Heartland REMC | PJM | 75 | 7.136 | . | . | AC | 0.724 | . | . | . | . | 0.724 | . | . | . | . | . | 0 | . | . | . | . | . | 0 | 0.012 | . | . | . | . | 0.012 | . | . | . | . | . | 0 | . | . | . | . | . | 0 | . | . | . | . | . | 0 | . | . | 6.4 | . | . | 6.4 | . | . | . | . | . | 0 | . | . | . | . | . | 0 | 0.736 | 0 | 6.4 | 0 | 0 | 7.136
2023 | IN | 99999 | State Adjustment | MISO | . | 0.437 | . | . |  | 0.301 | 0.136 | . | . | . | 0.437 | . | . | . | . | . | . | . | . | . | . | . | . | . | . | . | . | . | . | . | . | . | . | . | . | . | . | . | . | . | . | . | . | . | . | . | . | . | . | . | . | . | . | . | . | . | . | . | . | . | . | . | . | . | . | 0.301 | 0.136 | . | . | . | 0.437
2023 | KS | 10000 | Evergy Metro | SWPP | 35 | 10.957 | . | . | DC | 0.034 | 10.709 | 0.214 | . | . | 10.957 | . | . | . | . | . | 0 | . | . | . | . | . | 0 | . | . | . | . | . | 0 | . | . | . | . | . | 0 | . | . | . | . | . | 0 | . | . | . | . | . | 0 | . | . | . | . | . | 0 | . | . | . | . | . | 0 | . | . | . | . | . | 0 | 0.034 | 10.709 | 0.214 | 0 | 0 | 10.957
2023 | KS | 10005 | Evergy Kansas South, Inc | SWPP | 8 | 0.261 | . | . | AC | 0.009 | 0.002 | . | . | . | 0.011 | . | . | . | . | . | 0 | . | . | . | . | . | 0 | . | 0.25 | . | . | . | 0.25 | . | . | . | . | . | 0 | . | . | . | . | . | 0 | . | . | . | . | . | 0 | . | . | . | . | . | 0 | . | . | . | . | . | 0 | . | . | . | . | . | 0 | 0.009 | 0.252 | 0 | 0 | 0 | 0.261
2023 | KS | 22500 | Evergy Kansas Central, Inc | SWPP | 24 | 0.559 | . | . | AC | 0.069 | 0.333 | . | . | . | 0.402 | . | . | . | . | . | 0 | . | . | . | . | . | 0 | 0.013 | 0.144 | . | . | . | 0.157 | . | . | . | . | . | 0 | . | . | . | . | . | 0 | . | . | . | . | . | 0 | . | . | . | . | . | 0 | . | . | . | . | . | 0 | . | . | . | . | . | 0 | 0.082 | 0.477 | 0 | 0 | 0 | 0.559
2023 | KS | 99999 | State Adjustment | SWPP | . | -0.953 | . | . |  | 0.007 | -1.749 | -0.037 | . | 0.826 | -0.953 | . | . | . | . | . | . | . | . | . | . | . | . | . | . | . | . | . | . | . | . | . | . | . | . | . | . | . | . | . | . | . | . | . | . | . | . | . | . | . | . | . | . | . | . | . | . | . | . | . | . | . | . | . | . | 0.007 | -1.749 | -0.037 | . | 0.826 | -0.953
2023 | KY | 1582 | City of Benton - (KY) | TVA | 1 | 0.05 | 0 | 0 | AC | 0 | 0.05 | 0 | 0 | 0 | 0.05 | 0 | 0 | 0 | 0 | 0 | 0 | . | . | . | . | . | 0 | 0 | 0 | 0 | 0 | 0 | 0 | 0 | 0 | 0 | 0 | 0 | 0 | 0 | 0 | 0 | 0 | 0 | 0 | 0 | 0 | 0 | 0 | 0 | 0 | 0 | 0 | 0 | 0 | 0 | 0 | 0 | 0 | 0 | 0 | 0 | 0 | 0 | 0 | 0 | 0 | 0 | 0 | 0 | 0.05 | 0 | 0 | 0 | 0.05
2023 | KY | 1886 | Blue Grass Energy Coop Corp | PJM | 30 | 8.035 | 8.035 | 0.535 | AC | . | . | . | . | . | 0 | . | . | . | . | . | 0 | . | . | . | . | . | 0 | . | . | . | . | . | 0 | . | . | . | . | . | 0 | . | . | . | . | . | 0 | . | 8.035 | . | . | . | 8.035 | . | . | . | . | . | 0 | . | . | . | . | . | 0 | . | . | . | . | . | 0 | 0 | 8.035 | 0 | 0 | 0 | 8.035
2023 | KY | 2056 | City of Bowling Green - (KY) | TVA | 9 | 0.176 | 0 | 0 | AC | 0.014 | 0.162 | 0 | 0 | 0 | 0.176 | 0 | 0 | 0 | 0 | 0 | 0 | . | . | . | . | . | 0 | 0 | 0 | 0 | 0 | 0 | 0 | 0 | 0 | 0 | 0 | 0 | 0 | 0 | 0 | 0 | 0 | 0 | 0 | 0 | 0 | 0 | 0 | 0 | 0 | 0 | 0 | 0 | 0 | 0 | 0 | 0 | 0 | 0 | 0 | 0 | 0 | 0 | 0 | 0 | 0 | 0 | 0 | 0.014 | 0.162 | 0 | 0 | 0 | 0.176
2023 | KY | 6442 | Fleming-Mason Energy Coop Inc | PJM | 1 | 0.085 | . | . | AC | . | 0.085 | . | . | . | 0.085 | . | . | . | . | . | 0 | . | . | . | . | . | 0 | . | . | . | . | . | 0 | . | . | . | . | . | 0 | . | . | . | . | . | 0 | . | . | . | . | . | 0 | . | . | . | . | . | 0 | . | . | . | . | . | 0 | . | . | . | . | . | 0 | 0 | 0.085 | 0 | 0 | 0 | 0.085
2023 | KY | 6840 | City of Fulton - (KY) | TVA | 3 | 0.027 | 0 | 0 | AC | 0.017 | 0.01 | 0 | 0 | 0 | 0.027 | 0 | 0 | 0 | 0 | 0 | 0 | . | . | . | . | . | 0 | 0 | 0 | 0 | 0 | 0 | 0 | 0 | 0 | 0 | 0 | 0 | 0 | 0 | 0 | 0 | 0 | 0 | 0 | 0 | 0 | 0 | 0 | 0 | 0 | 0 | 0 | 0 | 0 | 0 | 0 | 0 | 0 | 0 | 0 | 0 | 0 | 0 | 0 | 0 | 0 | 0 | 0 | 0.017 | 0.01 | 0 | 0 | 0 | 0.027
2023 | KY | 7174 | Gibson Electric Members Corp | TVA | 19 | 0.248 | 0 | 0 | AC | 0.143 | 0.105 | 0 | 0 | 0 | 0.248 | . | . | . | . | . | 0 | . | . | . | . | . | 0 | 0 | 0 | 0 | 0 | 0 | 0 | 0 | 0 | 0 | 0 | 0 | 0 | 0 | 0 | 0 | 0 | 0 | 0 | 0 | 0 | 0 | 0 | 0 | 0 | 0 | 0 | 0 | 0 | 0 | 0 | 0 | 0 | 0 | 0 | 0 | 0 | 0 | 0 | 0 | 0 | 0 | 0 | 0.143 | 0.105 | 0 | 0 | 0 | 0.248
2023 | KY | 7270 | City of Glasgow - (KY) | TVA | 16 | 0.611 | 0 | 0 | AC | 0.007 | 0.604 | 0 | 0 | 0 | 0.611 | 0 | 0 | 0 | 0 | 0 | 0 | . | . | . | . | . | 0 | 0 | 0 | 0 | 0 | 0 | 0 | 0 | 0 | 0 | 0 | 0 | 0 | 0 | 0 | 0 | 0 | 0 | 0 | 0 | 0 | 0 | 0 | 0 | 0 | 0 | 0 | 0 | 0 | 0 | 0 | 0 | 0 | 0 | 0 | 0 | 0 | 0 | 0 | 0 | 0 | 0 | 0 | 0.007 | 0.604 | 0 | 0 | 0 | 0.611
2023 | KY | 8548 | City of Hickman | TVA | 3 | 0.047 | 0 | 0 | AC | 0 | 0.047 | 0 | 0 | 0 | 0.047 | 0 | 0 | 0 | 0 | 0 | 0 | . | . | . | . | . | 0 | 0 | 0 | 0 | 0 | 0 | 0 | 0 | 0 | 0 | 0 | 0 | 0 | 0 | 0 | 0 | 0 | 0 | 0 | 0 | 0 | 0 | 0 | 0 | 0 | 0 | 0 | 0 | 0 | 0 | 0 | 0 | 0 | 0 | 0 | 0 | 0 | 0 | 0 | 0 | 0 | 0 | 0 | 0 | 0.047 | 0 | 0 | 0 | 0.047
2023 | KY | 8846 | City of Hopkinsville | TVA | 4 | 0.092 | 0 | 0 | AC | 0 | 0.092 | 0 | 0 | 0 | 0.092 | 0 | 0 | 0 | 0 | 0 | 0 | . | . | . | . | . | 0 | 0 | 0 | 0 | 0 | 0 | 0 | 0 | 0 | 0 | 0 | 0 | 0 | 0 | 0 | 0 | 0 | 0 | 0 | 0 | 0 | 0 | 0 | 0 | 0 | 0 | 0 | 0 | 0 | 0 | 0 | 0 | 0 | 0 | 0 | 0 | 0 | 0 | 0 | 0 | 0 | 0 | 0 | 0 | 0.092 | 0 | 0 | 0 | 0.092
2023 | KY | 9697 | City of Jellico | TVA | 18 | 0.088 | 0 | 0 | AC | 0.088 | 0 | 0 | 0 | 0 | 0.088 | . | . | . | . | . | 0 | . | . | . | . | . | 0 | 0 | 0 | 0 | 0 | 0 | 0 | 0 | 0 | 0 | 0 | 0 | 0 | 0 | 0 | 0 | 0 | 0 | 0 | 0 | 0 | 0 | 0 | 0 | 0 | 0 | 0 | 0 | 0 | 0 | 0 | 0 | 0 | 0 | 0 | 0 | 0 | 0 | 0 | 0 | 0 | 0 | 0 | 0.088 | 0 | 0 | 0 | 0 | 0.088
2023 | KY | 10171 | Kentucky Utilities Co | LGEE | 20 | 3.64 | . | 0.204 | DC | 0 | 2.241 | 1.195 | 0 | 0.204 | 3.64 | . | . | . | . | . | 0 | . | . | . | . | . | 0 | . | . | . | . | . | 0 | . | . | . | . | . | 0 | . | . | . | . | . | 0 | . | . | . | . | . | 0 | . | . | . | . | . | 0 | . | . | . | . | . | 0 | . | . | . | . | . | 0 | 0 | 2.241 | 1.195 | 0 | 0.204 | 3.64
2023 | KY | 11249 | Louisville Gas & Electric Co | LGEE | 12 | 2.507 | 0 | 0.03 | DC | . | 2.322 | . | . | 0.03 | 2.352 | . | 0.155 | . | . | . | 0.155 | . | . | . | . | . | 0 | . | . | . | . | . | 0 | . | . | . | . | . | 0 | . | . | . | . | . | 0 | . | . | . | . | . | 0 | . | . | . | . | . | 0 | . | . | . | . | . | 0 | . | . | . | . | . | 0 | 0 | 2.477 | 0 | 0 | 0.03 | 2.507
2023 | KY | 11871 | City of Mayfield Plant Board | TVA | 3 | 0.044 | 0 | 0 | AC | 0 | 0.044 | 0 | 0 | 0 | 0.044 | 0 | 0 | 0 | 0 | 0 | 0 | . | . | . | . | . | 0 | 0 | 0 | 0 | 0 | 0 | 0 | 0 | 0 | 0 | 0 | 0 | 0 | 0 | 0 | 0 | 0 | 0 | 0 | 0 | 0 | 0 | 0 | 0 | 0 | 0 | 0 | 0 | 0 | 0 | 0 | 0 | 0 | 0 | 0 | 0 | 0 | 0 | 0 | 0 | 0 | 0 | 0 | 0 | 0.044 | 0 | 0 | 0 | 0.044
2023 | KY | 13138 | City of Murray - (KY) | TVA | 5 | 0.121 | 0 | 0 | AC | 0.011 | 0.11 | 0 | 0 | 0 | 0.121 | 0 | 0 | 0 | 0 | 0 | 0 | . | . | . | . | . | 0 | 0 | 0 | 0 | 0 | 0 | 0 | 0 | 0 | 0 | 0 | 0 | 0 | 0 | 0 | 0 | 0 | 0 | 0 | 0 | 0 | 0 | 0 | 0 | 0 | 0 | 0 | 0 | 0 | 0 | 0 | 0 | 0 | 0 | 0 | 0 | 0 | 0 | 0 | 0 | 0 | 0 | 0 | 0.011 | 0.11 | 0 | 0 | 0 | 0.121
2023 | KY | 14724 | Pennyrile Rural Electric Coop | TVA | 64 | 1.661 | 0 | 0 | AC | 0.49 | 1.169 | 0 | 0 | 0 | 1.659 | 0 | 0 | 0 | 0 | 0 | 0 | . | . | . | . | . | 0 | 0.002 | 0 | 0 | 0 | 0 | 0.002 | 0 | 0 | 0 | 0 | 0 | 0 | 0 | 0 | 0 | 0 | 0 | 0 | 0 | 0 | 0 | 0 | 0 | 0 | 0 | 0 | 0 | 0 | 0 | 0 | 0 | 0 | 0 | 0 | 0 | 0 | 0 | 0 | 0 | 0 | 0 | 0 | 0.492 | 1.169 | 0 | 0 | 0 | 1.661
2023 | KY | 16459 | City of Russellville - (KY) | TVA | 1 | 0.007 | 0 | 0 | AC | 0.007 | 0 | 0 | 0 | 0 | 0.007 | 0 | 0 | 0 | 0 | 0 | 0 | . | . | . | . | . | 0 | 0 | 0 | 0 | 0 | 0 | 0 | 0 | 0 | 0 | 0 | 0 | 0 | 0 | 0 | 0 | 0 | 0 | 0 | 0 | 0 | 0 | 0 | 0 | 0 | 0 | 0 | 0 | 0 | 0 | 0 | 0 | 0 | 0 | 0 | 0 | 0 | 0 | 0 | 0 | 0 | 0 | 0 | 0.007 | 0 | 0 | 0 | 0 | 0.007
2023 | KY | 16587 | Salt River Electric Coop Corp | PJM | 3 | 2.5 | . | . |  | . | . | . | . | . | 0 | . | . | . | . | . | 0 | . | . | . | . | . | 0 | . | . | . | . | . | 0 | 2.5 | . | . | . | . | 2.5 | . | . | . | . | . | 0 | . | . | . | . | . | 0 | . | . | . | . | . | 0 | . | . | . | . | . | 0 | . | . | . | . | . | 0 | 2.5 | 0 | 0 | 0 | 0 | 2.5
2023 | KY | 19162 | Tri-County Elec Member Corp (TN) | TVA | 12 | 0.095 | 0 | 0 | AC | 0.053 | 0.042 | 0 | 0 | 0 | 0.095 | . | . | . | . | . | 0 | . | . | . | . | . | 0 | 0 | 0 | 0 | 0 | 0 | 0 | 0 | 0 | 0 | 0 | 0 | 0 | 0 | 0 | 0 | 0 | 0 | 0 | 0 | 0 | 0 | 0 | 0 | 0 | 0 | 0 | 0 | 0 | 0 | 0 | 0 | 0 | 0 | 0 | 0 | 0 | 0 | 0 | 0 | 0 | 0 | 0 | 0.053 | 0.042 | 0 | 0 | 0 | 0.095
2023 | KY | 19446 | Duke Energy Kentucky | PJM | 2 | 0.481 | 0 | 0 | AC | . | 0.481 | . | . | . | 0.481 | . | . | . | . | . | 0 | . | . | . | . | . | 0 | . | . | . | . | . | 0 | . | . | . | . | . | 0 | . | . | . | . | . | 0 | . | . | . | . | . | 0 | . | . | . | . | . | 0 | . | . | . | . | . | 0 | . | . | . | . | . | 0 | 0 | 0.481 | 0 | 0 | 0 | 0.481
2023 | KY | 20130 | Warren Rural Elec Coop Corp | TVA | 107 | 4.888 | 0 | 0 | AC | 0.688 | 3.201 | 0 | 0 | 0 | 3.889 | 0 | 0 | 0 | 0 | 0 | 0 | . | . | . | . | . | 0 | 0 | 0 | 0 | 0 | 0 | 0 | 0 | 0 | 0 | 0 | 0 | 0 | 0 | 0 | 0 | 0 | 0 | 0 | 0 | 0 | 0 | 0 | 0 | 0 | 0 | 0 | 0 | 0 | 0 | 0 | 0 | 0 | 0 | 0 | 0 | 0 | 0 | 0.999 | 0 | 0 | 0 | 0.999 | 0.688 | 4.2 | 0 | 0 | 0 | 4.888
2023 | KY | 20377 | West Kentucky Rural E C C | TVA | 120 | 3.024 | 0 | 0 | AC | 0.74 | 2.284 | 0 | 0 | 0 | 3.024 | 0 | 0 | 0 | 0 | 0 | 0 | . | . | . | . | . | 0 | 0 | 0 | 0 | 0 | 0 | 0 | 0 | 0 | 0 | 0 | 0 | 0 | 0 | 0 | 0 | 0 | 0 | 0 | 0 | 0 | 0 | 0 | 0 | 0 | 0 | 0 | 0 | 0 | 0 | 0 | 0 | 0 | 0 | 0 | 0 | 0 | 0 | 0 | 0 | 0 | 0 | 0 | 0.74 | 2.284 | 0 | 0 | 0 | 3.024
2023 | KY | 22053 | Kentucky Power Co | PJM | 3 | 0.416 | . | . | AC | 0.09 | 0.175 | 0.151 | . | . | 0.416 | . | . | . | . | . | 0 | . | . | . | . | . | 0 | . | . | . | . | . | 0 | . | . | . | . | . | 0 | . | . | . | . | . | 0 | . | . | . | . | . | 0 | . | . | . | . | . | 0 | . | . | . | . | . | 0 | . | . | . | . | . | 0 | 0.09 | 0.175 | 0.151 | 0 | 0 | 0.416
2023 | KY | 99999 | State Adjustment | LGEE | . | -1.045 | . | . |  | 0 | -0.796 | -0.208 | . | -0.041 | -1.045 | . | . | . | . | . | . | . | . | . | . | . | . | . | . | . | . | . | . | . | . | . | . | . | . | . | . | . | . | . | . | . | . | . | . | . | . | . | . | . | . | . | . | . | . | . | . | . | . | . | . | . | . | . | . | 0 | -0.796 | -0.208 | . | -0.041 | -1.045
2023 | LA | 11241 | Entergy Louisiana LLC | MISO | 1 | 0.7 | . | . | DC | . | 0.7 | . | . | . | 0.7 | . | . | . | . | . | 0 | . | . | . | . | . | 0 | . | . | . | . | . | 0 | . | . | . | . | . | 0 | . | . | . | . | . | 0 | . | . | . | . | . | 0 | . | . | . | . | . | 0 | . | . | . | . | . | 0 | . | . | . | . | . | 0 | 0 | 0.7 | 0 | 0 | 0 | 0.7
2023 | LA | 13478 | Entergy New Orleans, LLC | MISO | 106 | 2.217 | . | 2.217 | DC | 0.38 | 1.837 | . | . | . | 2.217 | . | . | . | . | . | 0 | . | . | . | . | . | 0 | . | . | . | . | . | 0 | . | . | . | . | . | 0 | . | . | . | . | . | 0 | . | . | . | . | . | 0 | . | . | . | . | . | 0 | . | . | . | . | . | 0 | . | . | . | . | . | 0 | 0.38 | 1.837 | 0 | 0 | 0 | 2.217
2023 | LA | 99999 | State Adjustment | MISO | . | -0.509 | . | . |  | -0.066 | -0.442 | . | . | . | -0.509 | . | . | . | . | . | . | . | . | . | . | . | . | . | . | . | . | . | . | . | . | . | . | . | . | . | . | . | . | . | . | . | . | . | . | . | . | . | . | . | . | . | . | . | . | . | . | . | . | . | . | . | . | . | . | -0.066 | -0.442 | . | . | . | -0.509
2023 | MA | 6374 | Fitchburg Gas & Elec Light Co | ISNE | 90 | 4.124 | . | . | AC | 0.808 | 2.945 | . | . | . | 3.753 | . | . | . | . | . | 0 | . | . | . | . | . | 0 | . | . | . | . | . | 0 | . | . | . | . | . | 0 | . | . | . | . | . | 0 | . | 0.371 | . | . | . | 0.371 | . | . | . | . | . | 0 | . | . | . | . | . | 0 | . | . | . | . | . | 0 | 0.808 | 3.316 | 0 | 0 | 0 | 4.124
2023 | MA | 8774 | City of Holyoke - (MA) | ISNE | 18 | 7.613 | . | 0.36 | DC | . | 2.207 | 4.471 | . | . | 6.678 | . | . | . | . | . | 0 | . | . | . | . | . | 0 | . | . | . | . | . | 0 | . | 0.575 | . | . | . | 0.575 | . | . | . | . | . | 0 | . | 0.36 | . | . | . | 0.36 | . | . | . | . | . | 0 | . | . | . | . | . | 0 | . | . | . | . | . | 0 | 0 | 3.142 | 4.471 | 0 | 0 | 7.613
2023 | MA | 8973 | Town of Hudson - (MA) | ISNE | 195 | 2.078 | . | . | DC | 1.81 | 0.103 | 0.071 | . | . | 1.984 | 0.094 | . | . | . | . | 0.094 | . | . | . | . | . | 0 | . | . | . | . | . | 0 | . | . | . | . | . | 0 | . | . | . | . | . | 0 | . | . | . | . | . | 0 | . | . | . | . | . | 0 | . | . | . | . | . | 0 | . | . | . | . | . | 0 | 1.904 | 0.103 | 0.071 | 0 | 0 | 2.078
2023 | MA | 11804 | Massachusetts Electric Co | ISNE | 3441 | 180.027 | . | . | AC | 33.322 | 119.2 | 3.055 | . | . | 155.577 | . | 0.5 | . | . | . | 0.5 | . | . | . | . | . | 0 | . | 0.803 | . | . | . | 0.803 | . | 1.539 | . | . | . | 1.539 | . | 3.135 | . | . | . | 3.135 | . | . | . | . | . | 0 | 0.005 | 18.198 | . | . | . | 18.203 | . | . | . | . | . | 0 | . | 0.27 | . | . | . | 0.27 | 33.327 | 143.645 | 3.055 | 0 | 0 | 180.027
2023 | MA | 12473 | Town of Middleborough - (MA) | ISNE | 16 | 6.596 | . | 0.187 | AC | . | 6.596 | . | . | . | 6.596 | . | . | . | . | . | 0 | . | . | . | . | . | 0 | . | . | . | . | . | 0 | . | . | . | . | . | 0 | . | . | . | . | . | 0 | . | . | . | . | . | 0 | . | . | . | . | . | 0 | . | . | . | . | . | 0 | . | . | . | . | . | 0 | 0 | 6.596 | 0 | 0 | 0 | 6.596
2023 | MA | 13206 | Nantucket Electric Co | ISNE | 24 | 0.373 | . | . | AC | 0.231 | 0.142 | . | . | . | 0.373 | . | . | . | . | . | 0 | . | . | . | . | . | 0 | . | . | . | . | . | 0 | . | . | . | . | . | 0 | . | . | . | . | . | 0 | . | . | . | . | . | 0 | . | . | . | . | . | 0 | . | . | . | . | . | 0 | . | . | . | . | . | 0 | 0.231 | 0.142 | 0 | 0 | 0 | 0.373
2023 | MA | 20481 | City of Westfield - (MA) | ISNE | 42 | 0.765 | . | . | AC | 0.239 | 0.526 | . | . | . | 0.765 | . | . | . | . | . | 0 | . | . | . | . | . | 0 | . | . | . | . | . | 0 | . | . | . | . | . | 0 | . | . | . | . | . | 0 | . | . | . | . | . | 0 | . | . | . | . | . | 0 | . | . | . | . | . | 0 | . | . | . | . | . | 0 | 0.239 | 0.526 | 0 | 0 | 0 | 0.765
2023 | MA | 54913 | NSTAR Electric Company | ISNE | 565 | 58.786 | . | . | AC | 3.607 | 17.737 | 1.936 | . | . | 23.28 | . | . | . | . | . | 0 | . | . | . | . | . | 0 | 0 | 0 | 0 | . | . | 0 | 0.022 | 2.987 | 0.04 | . | . | 3.049 | 0.006 | 2.872 | 2.625 | . | . | 5.503 | 0.444 | 16.558 | 3.525 | . | . | 20.527 | 0.011 | 3.614 | 1.421 | . | . | 5.046 | . | 1.381 | . | . | . | 1.381 | . | . | . | . | . | 0 | 4.09 | 45.149 | 9.547 | 0 | 0 | 58.786
2023 | MA | 99999 | State Adjustment | ISNE | . | 1.283 | . | . |  | -0.316 | -0.065 | -0.792 | . | 2.456 | 1.283 | . | . | . | . | . | . | . | . | . | . | . | . | . | . | . | . | . | . | . | . | . | . | . | . | . | . | . | . | . | . | . | . | . | . | . | . | . | . | . | . | . | . | . | . | . | . | . | . | . | . | . | . | . | . | -0.316 | -0.065 | -0.792 | . | 2.456 | 1.283
2023 | MD | 84 | A & N Electric Coop | PJM | 1 | 0.5 | 0 | 0.5 | AC | 0 | 0 | 0 | 0 | 0 | 0 | 0 | 0 | 0 | 0 | 0 | 0 | 0 | 0 | 0 | 0 | 0 | 0 | 0 | 0 | 0 | 0 | 0 | 0 | 0 | 0 | 0 | 0 | 0 | 0 | 0 | 0 | 0 | 0 | 0 | 0 | 0 | 0 | 0 | 0 | 0.5 | 0.5 | 0 | 0 | 0 | 0 | 0 | 0 | 0 | 0 | 0 | 0 | 0 | 0 | 0 | 0 | 0 | 0 | 0 | 0 | 0 | 0 | 0 | 0 | 0.5 | 0.5
2023 | MI | 392 | Alpena Power Co | MISO | 1 | 0.012 | 0 | 0 | AC | . | 0.006 | . | . | . | 0.006 | . | . | . | . | . | 0 | . | . | . | . | . | 0 | . | 0.006 | . | . | . | 0.006 | . | . | . | . | . | 0 | . | . | . | . | . | 0 | . | . | . | . | . | 0 | . | . | . | . | . | 0 | . | . | . | . | . | 0 | . | . | . | . | . | 0 | 0 | 0.012 | 0 | 0 | 0 | 0.012
2023 | MI | 3436 | Cherryland Electric Coop Inc | MISO | 10 | 0.328 | . | . | AC | 0.228 | 0.1 | . | . | . | 0.328 | . | . | . | . | . | 0 | . | . | . | . | . | 0 | . | . | . | . | . | 0 | . | . | . | . | . | 0 | . | . | . | . | . | 0 | . | . | . | . | . | 0 | . | . | . | . | . | 0 | . | . | . | . | . | 0 | . | . | . | . | . | 0 | 0.228 | 0.1 | 0 | 0 | 0 | 0.328
2023 | MI | 4254 | Consumers Energy Co - (MI) | MISO | 467 | 30.903 | 2.6 | 2.76 | AC | 2.125 | 12.756 | 1.672 | . | 3.477 | 20.03 | . | 0.6 | 0.25 | . | 1 | 1.85 | . | . | . | . | . | 0 | 0.076 | 0.082 | . | . | 0.001 | 0.159 | . | 0.05 | . | . | 4.094 | 4.144 | . | . | . | . | . | 0 | . | 1.19 | 0.03 | . | 3.5 | 4.72 | . | . | . | . | . | 0 | . | . | . | . | . | 0 | . | . | . | . | . | 0 | 2.201 | 14.678 | 1.952 | 0 | 12.072 | 30.903
2023 | MI | 5109 | DTE Electric Company | MISO | 40 | 20.124 | . | . | AC | . | 1.496 | 1.125 | . | 11.967 | 14.588 | . | . | . | . | . | 0 | . | . | . | . | . | 0 | . | 0.195 | . | . | . | 0.195 | . | . | . | . | . | 0 | . | . | . | . | . | 0 | . | 0.95 | 0.376 | . | . | 1.326 | . | . | . | . | . | 0 | . | . | . | . | . | 0 | . | 1.555 | 2.46 | . | . | 4.015 | 0 | 4.196 | 3.961 | 0 | 11.967 | 20.124
2023 | MI | 9324 | Indiana Michigan Power Co | PJM | 33 | 0.262 | . | . | AC | 0.191 | 0.05 | . | . | . | 0.241 | 0.021 | . | . | . | . | 0.021 | 0.161 | . | . | . | . | 0.161 | . | . | . | . | . | 0 | . | . | . | . | . | 0 | . | . | . | . | . | 0 | . | . | . | . | . | 0 | . | . | . | . | . | 0 | . | . | . | . | . | 0 | . | . | . | . | . | 0 | 0.212 | 0.05 | 0 | 0 | 0 | 0.262
2023 | MI | 12377 | Midwest Energy Cooperative - (MI) | PJM | 5 | 3.9 | . | . | AC | . | 3.9 | . | . | . | 3.9 | . | . | . | . | . | 0 | . | . | . | . | . | 0 | . | . | . | . | . | 0 | . | . | . | . | . | 0 | . | . | . | . | . | 0 | . | . | . | . | . | 0 | . | . | . | . | . | 0 | . | . | . | . | . | 0 | . | . | . | . | . | 0 | 0 | 3.9 | 0 | 0 | 0 | 3.9
2023 | MI | 38084 | Great Lakes Energy Coop | MISO | 14 | 1.583 | . | . | AC | 0.061 | 1.51 | . | . | . | 1.571 | . | . | . | . | . | 0 | . | . | . | . | . | 0 | 0.012 | . | . | . | . | 0.012 | . | . | . | . | . | 0 | . | . | . | . | . | 0 | . | . | . | . | . | 0 | . | . | . | . | . | 0 | . | . | . | . | . | 0 | . | . | . | . | . | 0 | 0.073 | 1.51 | 0 | 0 | 0 | 1.583
2023 | MI | 56279 | Spartan Renewable Energy, Inc | MISO | 2 | 1.6 | . | 1.6 | AC | . | . | 0.88 | . | 0.72 | 1.6 | . | . | . | . | . | 0 | . | . | . | . | . | 0 | . | . | . | . | . | 0 | . | . | . | . | . | 0 | . | . | . | . | . | 0 | . | . | . | . | . | 0 | . | . | . | . | . | 0 | . | . | . | . | . | 0 | . | . | . | . | . | 0 | 0 | 0 | 0.88 | 0 | 0.72 | 1.6
2023 | MI | 60631 | Upper Michigan Energy Resources Corp. | MISO | 1 | 0.003 | . | . | DC | 0.003 | . | . | . | . | 0.003 | . | . | . | . | . | 0 | . | . | . | . | . | 0 | . | . | . | . | . | 0 | . | . | . | . | . | 0 | . | . | . | . | . | 0 | . | . | . | . | . | 0 | . | . | . | . | . | 0 | . | . | . | . | . | 0 | . | . | . | . | . | 0 | 0.003 | 0 | 0 | 0 | 0 | 0.003
2023 | MI | 99999 | State Adjustment | MISO | . | -0.001 | . | . |  | -0.001 | . | . | . | . | -0.001 | . | . | . | . | . | . | . | . | . | . | . | . | . | . | . | . | . | . | . | . | . | . | . | . | . | . | . | . | . | . | . | . | . | . | . | . | . | . | . | . | . | . | . | . | . | . | . | . | . | . | . | . | . | . | -0.001 | . | . | . | . | -0.001
2023 | MN | 155 | Agralite Electric Coop | MISO | 1 | 0.02 | . | 0.02 | AC | . | 0.02 | . | . | . | 0.02 | . | . | . | . | . | 0 | . | . | . | . | . | 0 | . | . | . | . | . | 0 | . | . | . | . | . | 0 | . | . | . | . | . | 0 | . | . | . | . | . | 0 | . | . | . | . | . | 0 | . | . | . | . | . | 0 | . | . | . | . | . | 0 | 0 | 0.02 | 0 | 0 | 0 | 0.02
2023 | MN | 1009 | City of Austin - (MN) | MISO | 1 | 0.05 | 0 | 0 | AC | . | 0.05 | . | . | . | 0.05 | . | . | . | . | . | 0 | . | . | . | . | . | 0 | . | . | . | . | . | 0 | . | . | . | . | . | 0 | . | . | . | . | . | 0 | . | . | . | . | . | 0 | . | . | . | . | . | 0 | . | . | . | . | . | 0 | . | . | . | . | . | 0 | 0 | 0.05 | 0 | 0 | 0 | 0.05
2023 | MN | 1529 | Beltrami Electric Coop, Inc | MISO | 168 | 3.841 | 3.768 | 0.385 | AC | . | 0.073 | . | . | . | 0.073 | . | . | . | . | . | 0 | . | . | . | . | . | 0 | . | . | . | . | . | 0 | . | . | . | . | . | 0 | . | . | . | . | . | 0 | 0.911 | 2.857 | . | . | . | 3.768 | . | . | . | . | . | 0 | . | . | . | . | . | 0 | . | . | . | . | . | 0 | 0.911 | 2.93 | 0 | 0 | 0 | 3.841
2023 | MN | 3400 | City of Chaska - (MN) | MISO | 1 | 0.158 | . | . | AC | . | . | . | . | . | 0 | . | . | . | . | . | 0 | . | . | . | . | . | 0 | . | . | . | . | 0.158 | 0.158 | . | . | . | . | . | 0 | . | . | . | . | . | 0 | . | . | . | . | . | 0 | . | . | . | . | . | 0 | . | . | . | . | . | 0 | . | . | . | . | . | 0 | 0 | 0 | 0 | 0 | 0.158 | 0.158
2023 | MN | 5574 | East Central Energy | MISO | 3 | 0.502 | 0 | 0 | AC | 0 | 0.352 | 0 | 0 | 0 | 0.352 | . | . | . | . | . | 0 | . | . | . | . | . | 0 | . | . | . | . | . | 0 | . | . | . | . | . | 0 | . | . | . | . | . | 0 | . | . | . | . | . | 0 | . | . | . | . | . | 0 | . | . | . | . | . | 0 | 0 | 0.15 | 0 | 0 | 0 | 0.15 | 0 | 0.502 | 0 | 0 | 0 | 0.502
2023 | MN | 9130 | Hutchinson Utilities Comm | MISO | 1 | 0.625 | 0 | 0.625 | AC | . | . | . | . | 0.625 | 0.625 | . | . | . | . | . | 0 | . | . | . | . | . | 0 | . | . | . | . | . | 0 | . | . | . | . | . | 0 | . | . | . | . | . | 0 | . | . | . | . | . | 0 | . | . | . | . | . | 0 | . | . | . | . | . | 0 | . | . | . | . | . | 0 | 0 | 0 | 0 | 0 | 0.625 | 0.625
2023 | MN | 11731 | City of Marshall - (MN) | MISO | 16 | 6 | 2.2 | 1.15 |  | 0 | 0 | 0 | 0 | 0 | 0 | 0 | 0 | 0 | 0 | 0 | 0 | 0 | 0 | 0 | 0 | 0 | 0 | 0 | 0 | 0 | 0 | 0 | 0 | 0 | 0 | 0 | 0 | 0 | 0 | 0 | 0 | 0 | 0 | 0 | 0 | 0 | 4.7 | 1.3 | 0 | 0 | 6 | 0 | 0 | 0 | 0 | 0 | 0 | 0 | 0 | 0 | 0 | 0 | 0 | 0 | 0 | 0 | 0 | 0 | 0 | 0 | 4.7 | 1.3 | 0 | 0 | 6
2023 | MN | 12227 | Meeker Coop Light & Power Assn | MISO | 22 | 7.078 | . | 0.25 |  | . | . | . | . | . | 0 | . | . | . | . | . | 0 | . | . | . | . | . | 0 | . | . | . | . | . | 0 | . | . | . | . | . | 0 | . | . | . | . | . | 0 | . | 7.078 | . | . | . | 7.078 | . | . | . | . | . | 0 | . | . | . | . | . | 0 | . | . | . | . | . | 0 | 0 | 7.078 | 0 | 0 | 0 | 7.078
2023 | MN | 12546 | Mille Lacs Energy Cooperative | MISO | 1 | 0.2 | . | 0.2 | AC | . | . | . | . | . | 0 | . | . | . | . | . | 0 | . | . | . | . | . | 0 | . | . | . | . | . | 0 | . | . | . | . | . | 0 | . | . | . | . | . | 0 | . | . | 0.2 | . | . | 0.2 | . | . | . | . | . | 0 | . | . | . | . | . | 0 | . | . | . | . | . | 0 | 0 | 0 | 0.2 | 0 | 0 | 0.2
2023 | MN | 12894 | City of Moorhead - (MN) | SWPP | 2 | 1.5 | 0 | 1.5 |  | . | . | . | . | . | 0 | . | . | . | . | . | 0 | . | . | . | . | . | 0 | . | . | . | . | 1.5 | 1.5 | . | . | . | . | . | 0 | . | . | . | . | . | 0 | . | . | . | . | . | 0 | . | . | . | . | . | 0 | . | . | . | . | . | 0 | . | . | . | . | . | 0 | 0 | 0 | 0 | 0 | 1.5 | 1.5
2023 | MN | 14246 | City of Owatonna - (MN) | MISO | 3 | 1.3 | 1 | 0 |  | 0 | 0 | . | 0 | . | 0 | . | . | . | . | . | 0 | . | . | . | . | . | 0 | . | . | 0.1 | . | . | 0.1 | 0 | 0 | . | 0 | . | 0 | 0 | 0 | . | 0 | . | 0 | 0 | 0 | 1.2 | 0 | . | 1.2 | 0 | 0 | . | 0 | . | 0 | 0 | 0 | . | 0 | . | 0 | . | . | . | . | . | 0 | 0 | 0 | 1.3 | 0 | 0 | 1.3
2023 | MN | 14468 | People's Cooperative Services | MISO | 30 | 6.956 | 6.956 | 0 |  | 0 | 0 | 0 | 0 | 0 | 0 | 0 | 0 | 0 | 0 | 0 | 0 | 0 | 0 | 0 | 0 | 0 | 0 | 0 | 0 | 0 | 0 | 0 | 0 | 0 | 0 | 0 | 0 | 0 | 0 | 0 | 0 | 0 | 0 | 0 | 0 | 0 | 6.956 | 0 | 0 | 0 | 6.956 | 0 | 0 | 0 | 0 | 0 | 0 | 0 | 0 | 0 | 0 | 0 | 0 | 0 | 0 | 0 | 0 | 0 | 0 | 0 | 6.956 | 0 | 0 | 0 | 6.956
2023 | MN | 16181 | Rochester Public Utilities | MISO | 10 | 1.323 | . | . | AC | . | 1.323 | . | . | . | 1.323 | . | . | . | . | . | 0 | . | . | . | . | . | 0 | . | . | . | . | . | 0 | . | . | . | . | . | 0 | . | . | . | . | . | 0 | . | . | . | . | . | 0 | . | . | . | . | . | 0 | . | . | . | . | . | 0 | . | . | . | . | . | 0 | 0 | 1.323 | 0 | 0 | 0 | 1.323
2023 | MN | 16368 | Runestone Electric Assn | MISO | 2 | 0.88 | 0.75 | . | AC | . | 0.13 | . | . | . | 0.13 | . | . | . | . | . | 0 | . | . | . | . | . | 0 | . | . | . | . | . | 0 | . | . | . | . | . | 0 | . | . | . | . | . | 0 | . | 0.75 | . | . | . | 0.75 | . | . | . | . | . | 0 | . | . | . | . | . | 0 | . | . | . | . | . | 0 | 0 | 0.88 | 0 | 0 | 0 | 0.88
2023 | MN | 17267 | Sioux Valley SW Elec Coop | SWPP | 1 | 0.002 | . | . | DC | 0.002 | . | . | . | . | 0.002 | . | . | . | . | . | 0 | . | . | . | . | . | 0 | . | . | . | . | . | 0 | . | . | . | . | . | 0 | . | . | . | . | . | 0 | . | . | . | . | . | 0 | . | . | . | . | . | 0 | . | . | . | . | . | 0 | . | . | . | . | . | 0 | 0.002 | 0 | 0 | 0 | 0 | 0.002
2023 | MN | 17550 | South Central Electric Assn | MISO | 1 | 0.134 | . | . | AC | . | . | . | . | 0.134 | 0.134 | . | . | . | . | . | 0 | . | . | . | . | . | 0 | . | . | . | . | . | 0 | . | . | . | . | . | 0 | . | . | . | . | . | 0 | . | . | . | . | . | 0 | . | . | . | . | . | 0 | . | . | . | . | . | 0 | . | . | . | . | . | 0 | 0 | 0 | 0 | 0 | 0.134 | 0.134
2023 | MN | 18047 | Steele-Waseca Cooperative Electric | MISO | 22 | 3.1 | 3.1 | . |  | . | . | . | . | . | 0 | . | . | . | . | . | 0 | . | . | . | . | . | 0 | . | . | . | . | . | 0 | . | . | . | . | . | 0 | . | . | . | . | . | 0 | 0.515 | 2.585 | . | . | . | 3.1 | . | . | . | . | . | 0 | . | . | . | . | . | 0 | . | . | . | . | . | 0 | 0.515 | 2.585 | 0 | 0 | 0 | 3.1
2023 | MN | 19157 | MiEnergy Cooperative | MISO | 36 | 3.964 | . | 0.3 | AC | . | 0.058 | . | . | . | 0.058 | 0.008 | . | . | . | . | 0.008 | 0.016 | . | . | . | . | 0.016 | . | . | . | . | . | 0 | . | . | . | . | . | 0 | . | . | . | . | . | 0 | . | 3.898 | . | . | . | 3.898 | . | . | . | . | . | 0 | . | . | . | . | . | 0 | . | . | . | . | . | 0 | 0.008 | 3.956 | 0 | 0 | 0 | 3.964
2023 | MN | 20737 | Willmar Municipal Utilities | MISO | 1 | 0.002 | . | . | AC | 0.002 | . | . | . | . | 0.002 | . | . | . | . | . | 0 | . | . | . | . | . | 0 | . | . | . | . | . | 0 | . | . | . | . | . | 0 | . | . | . | . | . | 0 | . | . | . | . | . | 0 | . | . | . | . | . | 0 | . | . | . | . | . | 0 | . | . | . | . | . | 0 | 0.002 | 0 | 0 | 0 | 0 | 0.002
2023 | MN | 20996 | Wright-Hennepin Coop Elec Assn | MISO | 15 | 6.529 | 6.05 | 0 | AC | 0.229 | 0.25 | . | . | . | 0.479 | . | . | . | . | . | 0 | . | . | . | . | . | 0 | . | . | . | . | . | 0 | . | . | . | . | . | 0 | . | . | . | . | . | 0 | . | 6.05 | . | . | . | 6.05 | . | . | . | . | . | 0 | . | . | . | . | . | 0 | . | . | . | . | . | 0 | 0.229 | 6.3 | 0 | 0 | 0 | 6.529
2023 | MN | 99999 | State Adjustment | MISO | . | 0.217 | . | . |  | 0.023 | 0.173 | 0.021 | . | . | 0.217 | . | . | . | . | . | . | . | . | . | . | . | . | . | . | . | . | . | . | . | . | . | . | . | . | . | . | . | . | . | . | . | . | . | . | . | . | . | . | . | . | . | . | . | . | . | . | . | . | . | . | . | . | . | . | 0.023 | 0.173 | 0.021 | . | . | 0.217
2023 | MN | 99999 | State Adjustment | SWPP | . | 0 | . | . |  | 0 | . | . | . | . | 0 | . | . | . | . | . | . | . | . | . | . | . | . | . | . | . | . | . | . | . | . | . | . | . | . | . | . | . | . | . | . | . | . | . | . | . | . | . | . | . | . | . | . | . | . | . | . | . | . | . | . | . | . | . | . | 0 | . | . | . | . | 0
2023 | MO | 2001 | Boone Electric Coop | AECI | 2 | 1.6 | . | . | AC | . | 1.6 | . | . | . | 1.6 | . | . | . | . | . | 0 | . | . | . | . | . | 0 | . | . | . | . | . | 0 | . | . | . | . | . | 0 | . | . | . | . | . | 0 | . | . | . | . | . | 0 | . | . | . | . | . | 0 | . | . | . | . | . | 0 | . | . | . | . | . | 0 | 0 | 1.6 | 0 | 0 | 0 | 1.6
2023 | MO | 4045 | City of Columbia - (MO) | MISO | 2 | 0.263 | . | 0.263 | DC | . | . | . | . | 0.263 | 0.263 | . | . | . | . | . | 0 | . | . | . | . | . | 0 | . | . | . | . | . | 0 | . | . | . | . | . | 0 | . | . | . | . | . | 0 | . | . | . | . | . | 0 | . | . | . | . | . | 0 | . | . | . | . | . | 0 | . | . | . | . | . | 0 | 0 | 0 | 0 | 0 | 0.263 | 0.263
2023 | MO | 4063 | Co-Mo Electric Coop Inc | AECI | 4 | 0.98 | 0.98 | 0.98 | AC | . | . | . | . | . | 0 | . | . | . | . | . | 0 | . | . | . | . | . | 0 | . | . | . | . | . | 0 | . | . | . | . | . | 0 | . | . | . | . | . | 0 | . | . | . | . | . | 0 | . | 0.98 | . | . | . | 0.98 | . | . | . | . | . | 0 | . | . | . | . | . | 0 | 0 | 0.98 | 0 | 0 | 0 | 0.98
2023 | MO | 6205 | City of Farmington - (MO) | MISO | 104 | 8.966 | 8.966 | 0.19 |  | . | . | . | . | . | 0 | . | . | . | . | . | 0 | . | . | . | . | . | 0 | . | . | . | . | . | 0 | . | . | . | . | . | 0 | . | . | . | . | . | 0 | 1.169 | 5.797 | 2 | . | . | 8.966 | . | . | . | . | . | 0 | . | . | . | . | . | 0 | . | . | . | . | . | 0 | 1.169 | 5.797 | 2 | 0 | 0 | 8.966
2023 | MO | 10000 | Evergy Metro | SWPP | 30 | 3.811 | . | 0.189 | AC | . | 3.212 | 0.299 | . | . | 3.511 | . | . | . | . | . | 0 | . | . | . | . | . | 0 | . | . | . | . | . | 0 | . | . | . | . | . | 0 | . | . | . | . | . | 0 | . | . | . | . | . | 0 | . | . | . | . | . | 0 | . | . | . | . | . | 0 | . | 0.3 | . | . | . | 0.3 | 0 | 3.512 | 0.299 | 0 | 0 | 3.811
2023 | MO | 12698 | Evergy Missouri West | SWPP | 15 | 2.644 | . | . | AC | . | 2.644 | . | . | . | 2.644 | . | . | . | . | . | 0 | . | . | . | . | . | 0 | . | . | . | . | . | 0 | . | . | . | . | . | 0 | . | . | . | . | . | 0 | . | . | . | . | . | 0 | . | . | . | . | . | 0 | . | . | . | . | . | 0 | . | . | . | . | . | 0 | 0 | 2.644 | 0 | 0 | 0 | 2.644
2023 | MO | 19436 | Union Electric Co - (MO) | MISO | 70 | 16.323 | . | . | DC | 0.055 | 13.183 | 3.085 | . | . | 16.323 | . | . | . | . | . | 0 | . | . | . | . | . | 0 | . | . | . | . | . | 0 | . | . | . | . | . | 0 | . | . | . | . | . | 0 | . | . | . | . | . | 0 | . | . | . | . | . | 0 | . | . | . | . | . | 0 | . | . | . | . | . | 0 | 0.055 | 13.183 | 3.085 | 0 | 0 | 16.323
2023 | MO | 99999 | State Adjustment | MISO | . | -2.893 | . | . |  | -0.01 | -2.299 | -0.538 | . | -0.046 | -2.893 | . | . | . | . | . | . | . | . | . | . | . | . | . | . | . | . | . | . | . | . | . | . | . | . | . | . | . | . | . | . | . | . | . | . | . | . | . | . | . | . | . | . | . | . | . | . | . | . | . | . | . | . | . | . | -0.01 | -2.299 | -0.538 | . | -0.046 | -2.893
2023 | MS | 276 | Alcorn County Elec Power Assn | TVA | 3 | 0.074 | 0 | 0 | AC | 0.024 | 0.05 | 0 | 0 | 0 | 0.074 | 0 | 0 | 0 | 0 | 0 | 0 | . | . | . | . | . | 0 | 0 | 0 | 0 | 0 | 0 | 0 | 0 | 0 | 0 | 0 | 0 | 0 | 0 | 0 | 0 | 0 | 0 | 0 | 0 | 0 | 0 | 0 | 0 | 0 | 0 | 0 | 0 | 0 | 0 | 0 | 0 | 0 | 0 | 0 | 0 | 0 | 0 | 0 | 0 | 0 | 0 | 0 | 0.024 | 0.05 | 0 | 0 | 0 | 0.074
2023 | MS | 2849 | Central Electric Power Assn - (MS) | TVA | 11 | 0.104 | 0 | 0 | AC | 0.025 | 0.079 | 0 | 0 | 0 | 0.104 | 0 | 0 | 0 | 0 | 0 | 0 | . | . | . | . | . | 0 | 0 | 0 | 0 | 0 | 0 | 0 | 0 | 0 | 0 | 0 | 0 | 0 | 0 | 0 | 0 | 0 | 0 | 0 | 0 | 0 | 0 | 0 | 0 | 0 | 0 | 0 | 0 | 0 | 0 | 0 | 0 | 0 | 0 | 0 | 0 | 0 | 0 | 0 | 0 | 0 | 0 | 0 | 0.025 | 0.079 | 0 | 0 | 0 | 0.104
2023 | MS | 3841 | Coast Electric Power Assn - (MS) | SOCO | 8 | 0.704 | . | . | AC | 0.026 | 0.678 | . | . | . | 0.704 | . | . | . | . | . | 0 | . | . | . | . | . | 0 | . | . | . | . | . | 0 | . | . | . | . | . | 0 | . | . | . | . | . | 0 | . | . | . | . | . | 0 | . | . | . | . | . | 0 | . | . | . | . | . | 0 | . | . | . | . | . | 0 | 0.026 | 0.678 | 0 | 0 | 0 | 0.704
2023 | MS | 5578 | East Mississippi Elec Pwr Assn | TVA | 2 | 0.02 | 0 | 0 | AC | 0.007 | 0.013 | 0 | 0 | 0 | 0.02 | 0 | 0 | 0 | 0 | 0 | 0 | . | . | . | . | . | 0 | 0 | 0 | 0 | 0 | 0 | 0 | 0 | 0 | 0 | 0 | 0 | 0 | 0 | 0 | 0 | 0 | 0 | 0 | 0 | 0 | 0 | 0 | 0 | 0 | 0 | 0 | 0 | 0 | 0 | 0 | 0 | 0 | 0 | 0 | 0 | 0 | 0 | 0 | 0 | 0 | 0 | 0 | 0.007 | 0.013 | 0 | 0 | 0 | 0.02
2023 | MS | 6641 | 4-County Electric Power Assn | TVA | 21 | 1.287 | 0 | 0 | AC | 0.2 | 0.088 | 0 | 0 | 0 | 0.288 | 0 | 0 | 0 | 0 | 0 | 0 | . | . | . | . | . | 0 | 0 | 0 | 0 | 0 | 0 | 0 | 0 | 0 | 0 | 0 | 0 | 0 | 0 | 0 | 0 | 0 | 0 | 0 | 0 | 0 | 0 | 0 | 0 | 0 | 0 | 0 | 0 | 0 | 0 | 0 | 0 | 0 | 0 | 0 | 0 | 0 | 0 | 0.999 | 0 | 0 | 0 | 0.999 | 0.2 | 1.087 | 0 | 0 | 0 | 1.287
2023 | MS | 11247 | Louisville Electric System | TVA | 1 | 0.058 | 0 | 0 | AC | 0 | 0.058 | 0 | 0 | 0 | 0.058 | 0 | 0 | 0 | 0 | 0 | 0 | . | . | . | . | . | 0 | 0 | 0 | 0 | 0 | 0 | 0 | 0 | 0 | 0 | 0 | 0 | 0 | 0 | 0 | 0 | 0 | 0 | 0 | 0 | 0 | 0 | 0 | 0 | 0 | 0 | 0 | 0 | 0 | 0 | 0 | 0 | 0 | 0 | 0 | 0 | 0 | 0 | 0 | 0 | 0 | 0 | 0 | 0 | 0.058 | 0 | 0 | 0 | 0.058
2023 | MS | 12685 | Entergy Mississippi LLC | MISO | 14 | 3.445 | 1.945 | 3.445 | DC | . | . | . | . | 1.5 | 1.5 | . | . | . | . | . | 0 | . | . | . | . | . | 0 | . | . | . | . | . | 0 | . | . | . | . | . | 0 | . | . | . | . | . | 0 | . | 1.945 | . | . | . | 1.945 | . | . | . | . | . | 0 | . | . | . | . | . | 0 | . | . | . | . | . | 0 | 0 | 1.945 | 0 | 0 | 1.5 | 3.445
2023 | MS | 12686 | Mississippi Power Co | SOCO | 32 | 0.406 | 0 | 0.005 | DC | 0.109 | 0.23 | 0.065 | 0 | 0 | 0.404 | . | . | . | . | . | 0 | . | . | . | . | . | 0 | 0 | 0.002 | 0 | 0 | 0 | 0.002 | . | . | . | . | . | 0 | . | . | . | . | . | 0 | . | . | . | . | . | 0 | . | . | . | . | . | 0 | . | . | . | . | . | 0 | . | . | . | . | . | 0 | 0.109 | 0.232 | 0.065 | 0 | 0 | 0.406
2023 | MS | 13227 | Natchez Trace Elec Power Assn | TVA | 7 | 0.11 | 0 | 0 | AC | 0.052 | 0.058 | 0 | 0 | 0 | 0.11 | 0 | 0 | 0 | 0 | 0 | 0 | . | . | . | . | . | 0 | 0 | 0 | 0 | 0 | 0 | 0 | 0 | 0 | 0 | 0 | 0 | 0 | 0 | 0 | 0 | 0 | 0 | 0 | 0 | 0 | 0 | 0 | 0 | 0 | 0 | 0 | 0 | 0 | 0 | 0 | 0 | 0 | 0 | 0 | 0 | 0 | 0 | 0 | 0 | 0 | 0 | 0 | 0.052 | 0.058 | 0 | 0 | 0 | 0.11
2023 | MS | 13412 | City of New Albany - (MS) | TVA | 3 | 0.06 | 0 | 0 | AC | 0.006 | 0.054 | 0 | 0 | 0 | 0.06 | 0 | 0 | 0 | 0 | 0 | 0 | . | . | . | . | . | 0 | 0 | 0 | 0 | 0 | 0 | 0 | 0 | 0 | 0 | 0 | 0 | 0 | 0 | 0 | 0 | 0 | 0 | 0 | 0 | 0 | 0 | 0 | 0 | 0 | 0 | 0 | 0 | 0 | 0 | 0 | 0 | 0 | 0 | 0 | 0 | 0 | 0 | 0 | 0 | 0 | 0 | 0 | 0.006 | 0.054 | 0 | 0 | 0 | 0.06
2023 | MS | 13735 | Northcentral Mississippi E P A | TVA | 8 | 0.087 | 0 | 0 | AC | 0.087 | 0 | 0 | 0 | 0 | 0.087 | 0 | 0 | 0 | 0 | 0 | 0 | . | . | . | . | . | 0 | 0 | 0 | 0 | 0 | 0 | 0 | 0 | 0 | 0 | 0 | 0 | 0 | 0 | 0 | 0 | 0 | 0 | 0 | 0 | 0 | 0 | 0 | 0 | 0 | 0 | 0 | 0 | 0 | 0 | 0 | 0 | 0 | 0 | 0 | 0 | 0 | 0 | 0 | 0 | 0 | 0 | 0 | 0.087 | 0 | 0 | 0 | 0 | 0.087
2023 | MS | 14275 | City of Oxford - (MS) | TVA | 2 | 0.012 | 0 | 0 | AC | 0.012 | 0 | 0 | 0 | 0 | 0.012 | 0 | 0 | 0 | 0 | 0 | 0 | . | . | . | . | . | 0 | 0 | 0 | 0 | 0 | 0 | 0 | 0 | 0 | 0 | 0 | 0 | 0 | 0 | 0 | 0 | 0 | 0 | 0 | 0 | 0 | 0 | 0 | 0 | 0 | 0 | 0 | 0 | 0 | 0 | 0 | 0 | 0 | 0 | 0 | 0 | 0 | 0 | 0 | 0 | 0 | 0 | 0 | 0.012 | 0 | 0 | 0 | 0 | 0.012
2023 | MS | 15211 | Pontotoc Electric Power Assn | TVA | 2 | 1.002 | 0 | 0 | AC | 0.003 | 0 | 0 | 0 | 0 | 0.003 | 0 | 0 | 0 | 0 | 0 | 0 | . | . | . | . | . | 0 | 0 | 0 | 0 | 0 | 0 | 0 | 0 | 0 | 0 | 0 | 0 | 0 | 0 | 0 | 0 | 0 | 0 | 0 | 0 | 0 | 0 | 0 | 0 | 0 | 0 | 0 | 0 | 0 | 0 | 0 | 0 | 0 | 0 | 0 | 0 | 0 | 0 | 0.999 | 0 | 0 | 0 | 0.999 | 0.003 | 0.999 | 0 | 0 | 0 | 1.002
2023 | MS | 15334 | Prentiss County Elec Pwr Assn | TVA | 1 | 0.004 | 0 | 0 | AC | 0 | 0.004 | 0 | 0 | 0 | 0.004 | 0 | 0 | 0 | 0 | 0 | 0 | . | . | . | . | . | 0 | 0 | 0 | 0 | 0 | 0 | 0 | 0 | 0 | 0 | 0 | 0 | 0 | 0 | 0 | 0 | 0 | 0 | 0 | 0 | 0 | 0 | 0 | 0 | 0 | 0 | 0 | 0 | 0 | 0 | 0 | 0 | 0 | 0 | 0 | 0 | 0 | 0 | 0 | 0 | 0 | 0 | 0 | 0 | 0.004 | 0 | 0 | 0 | 0.004
2023 | MS | 17252 | Singing River Elec Cooperative | MISO | 195 | 1.492 | . | . | AC | 1.38 | 0.102 | . | . | . | 1.482 | . | . | . | . | . | 0 | . | . | . | . | . | 0 | . | . | . | . | . | 0 | . | . | . | . | . | 0 | . | . | . | . | . | 0 | . | 0.01 | . | . | . | 0.01 | . | . | . | . | . | 0 | . | . | . | . | . | 0 | . | . | . | . | . | 0 | 1.38 | 0.112 | 0 | 0 | 0 | 1.492
2023 | MS | 18447 | Tallahatchie Valley E P A | TVA | 3 | 0.041 | 0 | 0 | AC | 0.009 | 0.032 | 0 | 0 | 0 | 0.041 | 0 | 0 | 0 | 0 | 0 | 0 | . | . | . | . | . | 0 | 0 | 0 | 0 | 0 | 0 | 0 | 0 | 0 | 0 | 0 | 0 | 0 | 0 | 0 | 0 | 0 | 0 | 0 | 0 | 0 | 0 | 0 | 0 | 0 | 0 | 0 | 0 | 0 | 0 | 0 | 0 | 0 | 0 | 0 | 0 | 0 | 0 | 0 | 0 | 0 | 0 | 0 | 0.009 | 0.032 | 0 | 0 | 0 | 0.041
2023 | MS | 18943 | Tippah Electric Power Assn | TVA | 1 | 0.002 | 0 | 0 | AC | 0.002 | 0 | 0 | 0 | 0 | 0.002 | 0 | 0 | 0 | 0 | 0 | 0 | . | . | . | . | . | 0 | 0 | 0 | 0 | 0 | 0 | 0 | 0 | 0 | 0 | 0 | 0 | 0 | 0 | 0 | 0 | 0 | 0 | 0 | 0 | 0 | 0 | 0 | 0 | 0 | 0 | 0 | 0 | 0 | 0 | 0 | 0 | 0 | 0 | 0 | 0 | 0 | 0 | 0 | 0 | 0 | 0 | 0 | 0.002 | 0 | 0 | 0 | 0 | 0.002
2023 | MS | 19007 | Tombigbee Electric Power Assn | TVA | 8 | 0.042 | 0 | 0 | AC | 0.042 | 0 | 0 | 0 | 0 | 0.042 | 0 | 0 | 0 | 0 | 0 | 0 | . | . | . | . | . | 0 | 0 | 0 | 0 | 0 | 0 | 0 | 0 | 0 | 0 | 0 | 0 | 0 | 0 | 0 | 0 | 0 | 0 | 0 | 0 | 0 | 0 | 0 | 0 | 0 | 0 | 0 | 0 | 0 | 0 | 0 | 0 | 0 | 0 | 0 | 0 | 0 | 0 | 0 | 0 | 0 | 0 | 0 | 0.042 | 0 | 0 | 0 | 0 | 0.042
2023 | MS | 19273 | City of Tupelo - (MS) | TVA | 1 | 0.05 | 0 | 0 | AC | 0 | 0.05 | 0 | 0 | 0 | 0.05 | 0 | 0 | 0 | 0 | 0 | 0 | . | . | . | . | . | 0 | 0 | 0 | 0 | 0 | 0 | 0 | 0 | 0 | 0 | 0 | 0 | 0 | 0 | 0 | 0 | 0 | 0 | 0 | 0 | 0 | 0 | 0 | 0 | 0 | 0 | 0 | 0 | 0 | 0 | 0 | 0 | 0 | 0 | 0 | 0 | 0 | 0 | 0 | 0 | 0 | 0 | 0 | 0 | 0.05 | 0 | 0 | 0 | 0.05
2023 | MS | 40302 | North East Mississippi EPA | TVA | 6 | 0.044 | 0 | 0 | AC | 0.044 | 0 | 0 | 0 | 0 | 0.044 | 0 | 0 | 0 | 0 | 0 | 0 | . | . | . | . | . | 0 | 0 | 0 | 0 | 0 | 0 | 0 | 0 | 0 | 0 | 0 | 0 | 0 | 0 | 0 | 0 | 0 | 0 | 0 | 0 | 0 | 0 | 0 | 0 | 0 | 0 | 0 | 0 | 0 | 0 | 0 | 0 | 0 | 0 | 0 | 0 | 0 | 0 | 0 | 0 | 0 | 0 | 0 | 0.044 | 0 | 0 | 0 | 0 | 0.044
2023 | MS | 40303 | Monroe County Elec Power Assn | TVA | 2 | 0.022 | 0 | 0 | AC | 0.022 | 0 | 0 | 0 | 0 | 0.022 | 0 | 0 | 0 | 0 | 0 | 0 | . | . | . | . | . | 0 | 0 | 0 | 0 | 0 | 0 | 0 | 0 | 0 | 0 | 0 | 0 | 0 | 0 | 0 | 0 | 0 | 0 | 0 | 0 | 0 | 0 | 0 | 0 | 0 | 0 | 0 | 0 | 0 | 0 | 0 | 0 | 0 | 0 | 0 | 0 | 0 | 0 | 0 | 0 | 0 | 0 | 0 | 0.022 | 0 | 0 | 0 | 0 | 0.022
2023 | MS | 99999 | State Adjustment | MISO | . | -0.262 | . | . |  | . | . | . | . | -0.262 | -0.262 | . | . | . | . | . | . | . | . | . | . | . | . | . | . | . | . | . | . | . | . | . | . | . | . | . | . | . | . | . | . | . | . | . | . | . | . | . | . | . | . | . | . | . | . | . | . | . | . | . | . | . | . | . | . | . | . | . | . | -0.262 | -0.262
2023 | MS | 99999 | State Adjustment | SOCO | . | -0.07 | . | . |  | -0.019 | -0.04 | -0.011 | . | 0 | -0.07 | . | . | . | . | . | . | . | . | . | . | . | . | . | . | . | . | . | . | . | . | . | . | . | . | . | . | . | . | . | . | . | . | . | . | . | . | . | . | . | . | . | . | . | . | . | . | . | . | . | . | . | . | . | . | -0.019 | -0.04 | -0.011 | . | 0 | -0.07
2023 | MT | 6395 | Flathead Electric Coop Inc | BPAT | 2 | 0.286 | . | . |  | . | . | . | . | . | 0 | . | . | . | . | . | 0 | . | . | . | . | . | 0 | . | . | . | . | . | 0 | . | 0.286 | . | . | . | 0.286 | . | . | . | . | . | 0 | . | . | . | . | . | 0 | . | . | . | . | . | 0 | . | . | . | . | . | 0 | . | . | . | . | . | 0 | 0 | 0.286 | 0 | 0 | 0 | 0.286
2023 | MT | 12825 | NorthWestern Energy LLC - (MT) | NWMT | 46 | 6.218 | 0.33 | 0.33 | AC | . | . | . | . | 0.33 | 0.33 | . | . | . | . | . | 0 | . | . | . | . | . | 0 | . | . | . | . | 2.175 | 2.175 | . | 0.23 | . | . | 3.423 | 3.653 | . | . | . | . | . | 0 | . | . | . | . | . | 0 | . | 0.06 | . | . | . | 0.06 | . | . | . | . | . | 0 | . | . | . | . | . | 0 | 0 | 0.29 | 0 | 0 | 5.928 | 6.218
2023 | MT | 99999 | State Adjustment | NWMT | . | 0.165 | . | . |  | . | 0.124 | . | . | 0.041 | 0.165 | . | . | . | . | . | . | . | . | . | . | . | . | . | . | . | . | . | . | . | . | . | . | . | . | . | . | . | . | . | . | . | . | . | . | . | . | . | . | . | . | . | . | . | . | . | . | . | . | . | . | . | . | . | . | . | 0.124 | . | . | 0.041 | 0.165
2023 | MT | 99999 | State Adjustment | SWPP | . | 0.1 | . | . |  | 0.1 | . | . | . | . | 0.1 | . | . | . | . | . | . | . | . | . | . | . | . | . | . | . | . | . | . | . | . | . | . | . | . | . | . | . | . | . | . | . | . | . | . | . | . | . | . | . | . | . | . | . | . | . | . | . | . | . | . | . | . | . | . | 0.1 | . | . | . | . | 0.1
2023 | NC | 232 | City of Albemarle - (NC) | DUK | 1 | 0.4 | . | . |  | . | . | . | . | . | 0 | . | . | . | . | . | 0 | . | . | . | . | . | 0 | . | . | . | . | . | 0 | . | . | . | . | . | 0 | . | . | . | . | . | 0 | . | 0.4 | . | . | . | 0.4 | . | . | . | . | . | 0 | . | . | . | . | . | 0 | . | . | . | . | . | 0 | 0 | 0.4 | 0 | 0 | 0 | 0.4
2023 | NC | 240 | Albemarle Electric Member Corp | PJM | 10 | 0.06 | . | . | AC | 0.052 | 0.008 | . | . | . | 0.06 | . | . | . | . | . | 0 | . | . | . | . | . | 0 | . | . | . | . | . | 0 | . | . | . | . | . | 0 | . | . | . | . | . | 0 | . | . | . | . | . | 0 | . | . | . | . | . | 0 | . | . | . | . | . | 0 | . | . | . | . | . | 0 | 0.052 | 0.008 | 0 | 0 | 0 | 0.06
2023 | NC | 1889 | Blue Ridge Elec Member Corp - (NC) | DUK | 7 | 1.315 | . | 0.5 | AC | 0.5 | 0.8 | . | . | . | 1.3 | . | . | . | . | . | 0 | . | . | . | . | . | 0 | . | . | 0.015 | . | . | 0.015 | . | . | . | . | . | 0 | . | . | . | . | . | 0 | . | . | . | . | . | 0 | . | . | . | . | . | 0 | . | . | . | . | . | 0 | . | . | . | . | . | 0 | 0.5 | 0.8 | 0.015 | 0 | 0 | 1.315
2023 | NC | 1891 | Blue Ridge Mountain EMC - (GA) | TVA | 106 | 13.474 | 0 | 0 | AC | 5.57 | 7.904 | 0 | 0 | 0 | 13.474 | . | . | . | . | . | 0 | . | . | . | . | . | 0 | 0 | 0 | 0 | 0 | 0 | 0 | 0 | 0 | 0 | 0 | 0 | 0 | 0 | 0 | 0 | 0 | 0 | 0 | 0 | 0 | 0 | 0 | 0 | 0 | 0 | 0 | 0 | 0 | 0 | 0 | 0 | 0 | 0 | 0 | 0 | 0 | 0 | 0 | 0 | 0 | 0 | 0 | 5.57 | 7.904 | 0 | 0 | 0 | 13.474
2023 | NC | 3046 | Duke Energy Progress - (NC) | CPLE | 167 | 28.483 | . | . | AC | 0.216 | 14.835 | . | . | . | 15.051 | . | . | . | . | . | 0 | . | . | . | . | . | 0 | . | 0.006 | . | . | . | 0.006 | . | 4.937 | . | . | . | 4.937 | . | . | . | . | . | 0 | . | . | . | . | . | 0 | . | 6.364 | . | . | . | 6.364 | . | . | . | . | . | 0 | . | 2.125 | . | . | . | 2.125 | 0.216 | 28.267 | 0 | 0 | 0 | 28.483
2023 | NC | 3107 | Carteret-Craven El Member Corp | CPLE | 71 | 2.833 | 2.833 | 0.132 |  | . | . | . | . | . | 0 | . | . | . | . | . | 0 | . | . | . | . | . | 0 | . | . | . | . | . | 0 | . | . | . | . | . | 0 | . | . | . | . | . | 0 | 0.664 | 2.169 | . | . | . | 2.833 | . | . | . | . | . | 0 | . | . | . | . | . | 0 | . | . | . | . | . | 0 | 0.664 | 2.169 | 0 | 0 | 0 | 2.833
2023 | NC | 5416 | Duke Energy Carolinas, LLC | DUK | 222 | 25.223 | 0 | 3.645 | AC | 0.438 | 16.717 | . | . | . | 17.155 | 0 | 0 | . | . | . | 0 | 0 | 0 | . | . | . | 0 | 0 | 0.038 | . | . | . | 0.038 | 0 | 7.16 | . | . | . | 7.16 | 0 | 0 | . | . | . | 0 | 0 | 0 | . | . | . | 0 | 0 | 0.87 | . | . | . | 0.87 | 0 | 0 | . | . | . | 0 | 0 | 0 | . | . | . | 0 | 0.438 | 24.785 | 0 | 0 | 0 | 25.223
2023 | NC | 6235 | Fayetteville Public Works Commission | CPLE | 31 | 1.221 | . | 1.13 | AC | 0.091 | 0.88 | . | . | . | 0.971 | . | 0.25 | . | . | . | 0.25 | . | . | . | . | . | 0 | . | . | . | . | . | 0 | . | . | . | . | . | 0 | . | . | . | . | . | 0 | . | . | . | . | . | 0 | . | . | . | . | . | 0 | . | . | . | . | . | 0 | . | . | . | . | . | 0 | 0.091 | 1.13 | 0 | 0 | 0 | 1.221
2023 | NC | 6784 | French Broad Elec Member Corp | CPLE | 19 | 3.653 | . | 3 | DC | 0.019 | 0.627 | . | . | . | 0.646 | . | . | . | . | . | 0 | . | . | . | . | . | 0 | . | . | . | . | . | 0 | 0.007 | . | 3 | . | . | 3.007 | . | . | . | . | . | 0 | . | . | . | . | . | 0 | . | . | . | . | . | 0 | . | . | . | . | . | 0 | . | . | . | . | . | 0 | 0.026 | 0.627 | 3 | 0 | 0 | 3.653
2023 | NC | 7027 | City of Gastonia - (NC) | DUK | 37 | 2.962 | 0 | 0.9 | AC | 0.166 | 1.096 | . | . | . | 1.262 | . | . | . | . | . | 0 | . | . | . | . | . | 0 | . | . | . | . | . | 0 | . | . | . | . | . | 0 | . | . | . | . | . | 0 | . | 1.7 | . | . | . | 1.7 | . | . | . | . | . | 0 | . | . | . | . | . | 0 | . | . | . | . | . | 0 | 0.166 | 2.796 | 0 | 0 | 0 | 2.962
2023 | NC | 8333 | Haywood Electric Member Corp | DUK | 3 | 0.615 | 0.615 | 0.615 |  | . | . | . | . | . | 0 | . | . | . | . | . | 0 | . | . | . | . | . | 0 | . | . | . | . | . | 0 | . | . | . | . | . | 0 | . | . | . | . | . | 0 | . | . | . | . | 0.615 | 0.615 | . | . | . | . | . | 0 | . | . | . | . | . | 0 | . | . | . | . | . | 0 | 0 | 0 | 0 | 0 | 0.615 | 0.615
2023 | NC | 8571 | Town of High Point | DUK | 5 | 2.1 | 2.1 | 0.9 | AC | . | 0.1 | . | . | . | 0.1 | . | . | . | . | . | 0 | . | . | . | . | . | 0 | . | . | . | . | . | 0 | . | . | . | . | . | 0 | . | . | . | . | . | 0 | . | 2 | . | . | . | 2 | . | . | . | . | . | 0 | . | . | . | . | . | 0 | . | . | . | . | . | 0 | 0 | 2.1 | 0 | 0 | 0 | 2.1
2023 | NC | 10966 | City of Lexington - (NC) | DUK | 6 | 1.568 | 1.568 | 0 | DC | . | 0.068 | . | . | . | 0.068 | . | . | . | . | . | 0 | . | . | . | . | . | 0 | . | . | . | . | . | 0 | . | . | . | . | . | 0 | . | . | . | . | . | 0 | . | 1.5 | . | . | . | 1.5 | . | . | . | . | . | 0 | . | . | . | . | . | 0 | . | . | . | . | . | 0 | 0 | 1.568 | 0 | 0 | 0 | 1.568
2023 | NC | 11291 | Lumbee River Elec Member Corp | CPLE | 113 | 1.374 | 0 | 0 | AC | 0.804 | 0.57 | . | . | . | 1.374 | . | . | . | . | . | 0 | . | . | . | . | . | 0 | . | . | . | . | . | 0 | . | . | . | . | . | 0 | . | . | . | . | . | 0 | . | . | . | . | . | 0 | . | . | . | . | . | 0 | . | . | . | . | . | 0 | . | . | . | . | . | 0 | 0.804 | 0.57 | 0 | 0 | 0 | 1.374
2023 | NC | 12801 | City of Monroe - (NC) | DUK | 4 | 1.4 | 1.4 | 0 |  | . | . | . | . | . | 0 | . | . | . | . | . | 0 | . | . | . | . | . | 0 | . | . | . | . | . | 0 | . | . | . | . | . | 0 | . | . | . | . | . | 0 | . | 1.4 | . | . | . | 1.4 | . | . | . | . | . | 0 | . | . | . | . | . | 0 | . | . | . | . | . | 0 | 0 | 1.4 | 0 | 0 | 0 | 1.4
2023 | NC | 12944 | City of Morganton - (NC) | DUK | 4 | 1.6 | . | . | AC | . | 0.8 | . | . | . | 0.8 | . | . | . | . | . | 0 | . | . | . | . | . | 0 | . | . | . | . | . | 0 | . | . | . | . | . | 0 | . | . | . | . | . | 0 | . | 0.8 | . | . | . | 0.8 | . | . | . | . | . | 0 | . | . | . | . | . | 0 | . | . | . | . | . | 0 | 0 | 1.6 | 0 | 0 | 0 | 1.6
2023 | NC | 13027 | Mountain Electric Coop, Inc | TVA | 27 | 1.16 | 0 | 0 | AC | 0.167 | 0.991 | 0 | 0 | 0 | 1.158 | . | . | . | . | . | 0 | . | . | . | . | . | 0 | 0 | 0.002 | 0 | 0 | 0 | 0.002 | 0 | 0 | 0 | 0 | 0 | 0 | 0 | 0 | 0 | 0 | 0 | 0 | 0 | 0 | 0 | 0 | 0 | 0 | 0 | 0 | 0 | 0 | 0 | 0 | 0 | 0 | 0 | 0 | 0 | 0 | 0 | 0 | 0 | 0 | 0 | 0 | 0.167 | 0.993 | 0 | 0 | 0 | 1.16
2023 | NC | 13687 | North Carolina Eastern M P A | CPLE | 261 | 113.139 | . | . |  | . | . | . | . | . | 0 | . | . | . | . | . | 0 | . | . | . | . | . | 0 | . | . | . | . | . | 0 | . | . | . | . | . | 0 | . | . | . | . | . | 0 | . | . | 113.139 | . | . | 113.139 | . | . | . | . | . | 0 | . | . | . | . | . | 0 | . | . | . | . | . | 0 | 0 | 0 | 113.139 | 0 | 0 | 113.139
2023 | NC | 15023 | Piedmont Electric Member Corp | DUK | 18 | 1.743 | 0.35 | 1.075 | AC | 0.063 | 0.605 | . | . | . | 0.668 | . | . | . | . | . | 0 | . | . | . | . | . | 0 | . | . | . | . | . | 0 | . | . | . | . | . | 0 | . | . | . | . | . | 0 | . | 0.35 | . | . | 0.725 | 1.075 | . | . | . | . | . | 0 | . | . | . | . | . | 0 | . | . | . | . | . | 0 | 0.063 | 0.955 | 0 | 0 | 0.725 | 1.743
2023 | NC | 15671 | Randolph Electric Member Corp | CPLE | 385 | 31.581 | 30.45 | . | DC | 0.397 | 0.734 | . | . | . | 1.131 | . | . | . | . | . | 0 | . | . | . | . | . | 0 | . | . | . | . | . | 0 | . | . | . | . | . | 0 | . | . | . | . | . | 0 | . | 30.45 | . | . | . | 30.45 | . | . | . | . | . | 0 | . | . | . | . | . | 0 | . | . | . | . | . | 0 | 0.397 | 31.184 | 0 | 0 | 0 | 31.581
2023 | NC | 18022 | City of Statesville - (NC) | DUK | 9 | 0.632 | 0.4 | 0 | AC | 0.032 | 0.2 | . | . | . | 0.232 | . | . | . | . | . | 0 | . | . | . | . | . | 0 | . | . | . | . | . | 0 | . | . | . | . | . | 0 | . | . | . | . | . | 0 | . | 0.4 | . | . | . | 0.4 | . | . | . | . | . | 0 | . | . | . | . | . | 0 | . | . | . | . | . | 0 | 0.032 | 0.6 | 0 | 0 | 0 | 0.632
2023 | NC | 18339 | Surry-Yadkin Elec Member Corp | DUK | 182 | 1.377 | . | . | AC | 1.377 | . | . | . | . | 1.377 | . | . | . | . | . | 0 | 0.599 | . | . | . | . | 0.599 | . | . | . | . | . | 0 | . | . | . | . | . | 0 | . | . | . | . | . | 0 | . | . | . | . | . | 0 | . | . | . | . | . | 0 | . | . | . | . | . | 0 | . | . | . | . | . | 0 | 1.377 | 0 | 0 | 0 | 0 | 1.377
2023 | NC | 18957 | Tri-County Elec Member Corp (NC) | CPLE | 8 | 2 | 2 | . |  | . | . | . | . | . | 0 | . | . | . | . | . | 0 | . | . | . | . | . | 0 | . | . | . | . | . | 0 | . | . | . | . | . | 0 | . | . | . | . | . | 0 | . | 2 | . | . | . | 2 | . | . | . | . | . | 0 | . | . | . | . | . | 0 | . | . | . | . | . | 0 | 0 | 2 | 0 | 0 | 0 | 2
2023 | NC | 19154 | Tri-State Electric Member Corp | TVA | 5 | 0.041 | 0 | 0 | AC | 0.041 | 0 | 0 | 0 | 0 | 0.041 | . | . | . | . | . | 0 | . | . | . | . | . | 0 | 0 | 0 | 0 | 0 | 0 | 0 | 0 | 0 | 0 | 0 | 0 | 0 | 0 | 0 | 0 | 0 | 0 | 0 | 0 | 0 | 0 | 0 | 0 | 0 | 0 | 0 | 0 | 0 | 0 | 0 | 0 | 0 | 0 | 0 | 0 | 0 | 0 | 0 | 0 | 0 | 0 | 0 | 0.041 | 0 | 0 | 0 | 0 | 0.041
2023 | NC | 19876 | Virginia Electric & Power Co | PJM | 2 | 0.566 | 0.5 | 0.066 | AC | . | . | . | . | . | 0 | . | . | . | . | . | 0 | . | . | . | . | . | 0 | . | 0.066 | . | . | . | 0.066 | . | . | . | . | . | 0 | . | . | . | . | . | 0 | . | 0.5 | . | . | . | 0.5 | . | . | . | . | . | 0 | . | . | . | . | . | 0 | . | . | . | . | . | 0 | 0 | 0.566 | 0 | 0 | 0 | 0.566
2023 | NC | 19981 | Wake Electric Membership Corp | CPLE | 5 | 0.311 | 0.3 | 0.3 | AC | 0.011 | . | . | . | . | 0.011 | . | . | . | . | . | 0 | . | . | . | . | . | 0 | . | . | . | . | . | 0 | . | . | . | . | . | 0 | . | . | . | . | . | 0 | 0.3 | . | . | . | . | 0.3 | . | . | . | . | . | 0 | . | . | . | . | . | 0 | . | . | . | . | . | 0 | 0.311 | 0 | 0 | 0 | 0 | 0.311
2023 | NC | 21632 | EnergyUnited Elec Member Corp | DUK | 16 | 5.345 | . | 1 | AC | 0.041 | 0.104 | . | . | 1 | 1.145 | . | . | . | . | . | 0 | . | . | . | . | . | 0 | . | . | . | . | . | 0 | . | . | . | . | . | 0 | . | . | . | . | . | 0 | . | . | . | . | 4.2 | 4.2 | . | . | . | . | . | 0 | . | . | . | . | . | 0 | . | . | . | . | . | 0 | 0.041 | 0.104 | 0 | 0 | 5.2 | 5.345
2023 | NC | 24889 | Brunswick Electric Member Corp | CPLE | 20 | 0.427 | . | 0.023 | AC | 0.104 | 0.153 | . | . | . | 0.257 | . | . | . | . | . | 0 | . | . | . | . | . | 0 | . | . | . | . | . | 0 | . | . | . | . | . | 0 | . | . | . | . | . | 0 | . | . | . | . | . | 0 | . | . | . | . | . | 0 | . | . | . | . | . | 0 | . | 0.17 | . | . | . | 0.17 | 0.104 | 0.323 | 0 | 0 | 0 | 0.427
2023 | NC | 40441 | Town of Murphy - (NC) | TVA | 10 | 0.122 | 0 | 0 | AC | 0.071 | 0.051 | 0 | 0 | 0 | 0.122 | 0 | 0 | 0 | 0 | 0 | 0 | . | . | . | . | . | 0 | 0 | 0 | 0 | 0 | 0 | 0 | 0 | 0 | 0 | 0 | 0 | 0 | 0 | 0 | 0 | 0 | 0 | 0 | 0 | 0 | 0 | 0 | 0 | 0 | 0 | 0 | 0 | 0 | 0 | 0 | 0 | 0 | 0 | 0 | 0 | 0 | 0 | 0 | 0 | 0 | 0 | 0 | 0.071 | 0.051 | 0 | 0 | 0 | 0.122
2023 | NC | 99999 | State Adjustment | CPLE | . | -0.227 | . | . |  | -0.073 | -0.237 | . | . | 0.083 | -0.227 | . | . | . | . | . | . | . | . | . | . | . | . | . | . | . | . | . | . | . | . | . | . | . | . | . | . | . | . | . | . | . | . | . | . | . | . | . | . | . | . | . | . | . | . | . | . | . | . | . | . | . | . | . | . | -0.073 | -0.237 | . | . | 0.083 | -0.227
2023 | NC | 99999 | State Adjustment | DUK | . | 0.153 | . | . |  | 0.165 | -0.012 | . | . | . | 0.153 | . | . | . | . | . | . | . | . | . | . | . | . | . | . | . | . | . | . | . | . | . | . | . | . | . | . | . | . | . | . | . | . | . | . | . | . | . | . | . | . | . | . | . | . | . | . | . | . | . | . | . | . | . | . | 0.165 | -0.012 | . | . | . | 0.153
2023 | ND | 12090 | McLean Electric Coop, Inc | MISO | 1 | 0.247 | 0 | 0 | DC | . | 0.247 | . | . | . | 0.247 | . | . | . | . | . | 0 | . | . | . | . | . | 0 | . | . | . | . | . | 0 | . | . | . | . | . | 0 | . | . | . | . | . | 0 | . | . | . | . | . | 0 | . | . | . | . | . | 0 | . | . | . | . | . | 0 | . | . | . | . | . | 0 | 0 | 0.247 | 0 | 0 | 0 | 0.247
2023 | ND | 12199 | Montana-Dakota Utilities Co | MISO | 35 | 0.585 | . | . | AC | 0.119 | 0.444 | . | . | . | 0.563 | 0.013 | . | . | . | . | 0.013 | . | . | . | . | . | 0 | 0.002 | . | . | . | . | 0.002 | . | . | . | . | . | 0 | . | . | . | . | . | 0 | . | . | . | . | . | 0 | . | . | . | . | . | 0 | . | . | . | . | . | 0 | 0.007 | . | . | . | . | 0.007 | 0.141 | 0.444 | 0 | 0 | 0 | 0.585
2023 | ND | 24949 | Cass County Elec Coop Inc | MISO | 1 | 0.9 | . | . |  | . | . | . | . | . | 0 | . | . | . | . | . | 0 | . | . | . | . | . | 0 | . | . | . | . | . | 0 | . | . | . | . | . | 0 | . | . | . | . | . | 0 | . | 0.9 | . | . | . | 0.9 | . | . | . | . | . | 0 | . | . | . | . | . | 0 | . | . | . | . | . | 0 | 0 | 0.9 | 0 | 0 | 0 | 0.9
2023 | ND | 99999 | State Adjustment | MISO | . | -0.043 | . | . |  | . | -0.043 | . | . | . | -0.043 | . | . | . | . | . | . | . | . | . | . | . | . | . | . | . | . | . | . | . | . | . | . | . | . | . | . | . | . | . | . | . | . | . | . | . | . | . | . | . | . | . | . | . | . | . | . | . | . | . | . | . | . | . | . | . | -0.043 | . | . | . | -0.043
2023 | NE | 4373 | Cornhusker Public Power Dist | SWPP | 33 | 1.253 | 0 | 0 | AC | 0.42 | 0.833 | . | . | . | 1.253 | . | . | . | . | . | 0 | . | . | . | . | . | 0 | . | . | . | . | . | 0 | . | . | . | . | . | 0 | . | . | . | . | . | 0 | . | . | . | . | . | 0 | . | . | . | . | . | 0 | . | . | . | . | . | 0 | . | . | . | . | . | 0 | 0.42 | 0.833 | 0 | 0 | 0 | 1.253
2023 | NE | 4671 | Custer Public Power District | SWPP | 8 | 3.25 | 0 | 0 | DC | . | . | . | . | 3.25 | 3.25 | . | . | . | . | . | 0 | . | . | . | . | . | 0 | . | . | . | . | . | 0 | . | . | . | . | . | 0 | . | . | . | . | . | 0 | . | . | . | . | . | 0 | . | . | . | . | . | 0 | . | . | . | . | . | 0 | . | . | . | . | . | 0 | 0 | 0 | 0 | 0 | 3.25 | 3.25
2023 | NE | 4911 | Dawson Power District | SWPP | 1 | 0.308 | . | . | AC | . | 0.308 | . | . | . | 0.308 | . | . | . | . | . | 0 | . | . | . | . | . | 0 | . | . | . | . | . | 0 | . | . | . | . | . | 0 | . | . | . | . | . | 0 | . | . | . | . | . | 0 | . | . | . | . | . | 0 | . | . | . | . | . | 0 | . | . | . | . | . | 0 | 0 | 0.308 | 0 | 0 | 0 | 0.308
2023 | NE | 11018 | Lincoln Electric System | SWPP | 12 | 1.265 | . | 0.05 | AC | 0.05 | 0.487 | 0.002 | . | . | 0.539 | . | . | . | . | . | 0 | . | . | . | . | . | 0 | . | 0.001 | . | . | . | 0.001 | . | . | . | . | . | 0 | . | . | . | . | . | 0 | . | 0.725 | . | . | . | 0.725 | . | . | . | . | . | 0 | . | . | . | . | . | 0 | . | . | . | . | . | 0 | 0.05 | 1.213 | 0.002 | 0 | 0 | 1.265
2023 | NE | 12539 | Midwest Electric Member Corp - (NE) | WACM | 16 | 0.227 | 0 | 0 | AC | 0.217 | 0.01 | 0 | 0 | 0 | 0.227 | 0 | 0 | 0 | 0 | 0 | 0 | 0 | 0 | 0 | 0 | 0 | 0 | 0 | 0 | 0 | 0 | 0 | 0 | 0 | 0 | 0 | 0 | 0 | 0 | 0 | 0 | 0 | 0 | 0 | 0 | 0 | 0 | 0 | 0 | 0 | 0 | 0 | 0 | 0 | 0 | 0 | 0 | 0 | 0 | 0 | 0 | 0 | 0 | 0 | 0 | 0 | 0 | 0 | 0 | 0.217 | 0.01 | 0 | 0 | 0 | 0.227
2023 | NE | 14127 | Omaha Public Power District | SWPP | 58 | 11.851 | 9.136 | 1.065 | AC | . | 1.375 | 1.304 | . | . | 2.679 | . | . | . | . | . | 0 | . | . | . | . | . | 0 | 0.012 | 0.016 | 0.006 | . | . | 0.034 | . | 0.002 | . | . | . | 0.002 | . | . | . | . | . | 0 | . | 7.307 | 1.829 | . | . | 9.136 | . | . | . | . | . | 0 | . | . | . | . | . | 0 | . | . | . | . | . | 0 | 0.012 | 8.7 | 3.139 | 0 | 0 | 11.851
2023 | NE | 40606 | City of Grand Island - (NE) | SWPP | 1 | 0.033 | . | . | DC | . | 0.033 | . | . | . | 0.033 | . | . | . | . | . | 0 | . | 0 | . | . | . | 0 | . | . | . | . | . | 0 | . | . | . | . | . | 0 | . | . | . | . | . | 0 | . | . | . | . | . | 0 | . | . | . | . | . | 0 | . | . | . | . | . | 0 | . | . | . | . | . | 0 | 0 | 0.033 | 0 | 0 | 0 | 0.033
2023 | NE | 99999 | State Adjustment | SWPP | . | 4.058 | . | . |  | 0.012 | 0.341 | . | . | 3.705 | 4.058 | . | . | . | . | . | . | . | . | . | . | . | . | . | . | . | . | . | . | . | . | . | . | . | . | . | . | . | . | . | . | . | . | . | . | . | . | . | . | . | . | . | . | . | . | . | . | . | . | . | . | . | . | . | . | 0.012 | 0.341 | . | . | 3.705 | 4.058
2023 | NH | 15472 | Public Service Co of NH | ISNE | 14 | 6.351 | 0.75 | 0 |  | . | . | . | . | . | 0 | . | . | . | . | . | 0 | . | . | . | . | . | 0 | . | . | . | . | . | 0 | . | 0.3 | . | . | 2.346 | 2.646 | . | . | . | . | . | 0 | . | 1.2 | . | . | 0.81 | 2.01 | . | 1.08 | . | . | . | 1.08 | . | 0.615 | . | . | . | 0.615 | . | . | . | . | . | 0 | 0 | 3.195 | 0 | 0 | 3.156 | 6.351
2023 | NH | 24590 | Unitil Energy Systems | ISNE | 4 | 0.619 | . | . | AC | . | 0.554 | . | . | . | 0.554 | . | . | . | . | . | 0 | . | . | . | . | . | 0 | . | . | . | . | . | 0 | . | . | . | . | . | 0 | . | . | . | . | . | 0 | . | . | . | . | . | 0 | . | 0.065 | . | . | . | 0.065 | . | . | . | . | . | 0 | . | . | . | . | . | 0 | 0 | 0.619 | 0 | 0 | 0 | 0.619
2023 | NJ | 9726 | Jersey Central Power & Lt Co | PJM | 3 | 0.435 | 0 | 0 |  | 0 | 0 | 0 | 0 | 0 | 0 | 0 | 0 | 0 | 0 | 0 | 0 | 0 | 0 | 0 | 0 | 0 | 0 | 0 | 0 | 0 | 0 | 0 | 0 | 0 | 0 | 0 | 0 | 0 | 0 | 0 | 0 | 0 | 0 | 0.4 | 0.4 | 0 | 0.035 | 0 | 0 | 0 | 0.035 | 0 | 0 | 0 | 0 | 0 | 0 | 0 | 0 | 0 | 0 | 0 | 0 | 0 | 0 | 0 | 0 | 0 | 0 | 0 | 0.035 | 0 | 0 | 0.4 | 0.435
2023 | NJ | 15477 | Public Service Elec & Gas Co | PJM | 164607 | 45.861 | . | . | DC | . | 9.394 | . | . | 36.467 | 45.861 | . | . | . | . | . | 0 | . | . | . | . | . | 0 | . | . | . | . | . | 0 | . | . | . | . | . | 0 | . | . | . | . | . | 0 | . | . | . | . | . | 0 | . | . | . | . | . | 0 | . | . | . | . | . | 0 | . | . | . | . | . | 0 | 0 | 9.394 | 0 | 0 | 36.467 | 45.861
2023 | NJ | 65242 | Scale Sustainable I, LLC | PJM | 1 | 0.35 | 0.2 | 0.35 | DC | . | 0.15 | . | . | . | 0.15 | . | 0.2 | . | . | . | 0.2 | . | . | . | . | . | 0 | . | . | . | . | . | 0 | . | . | . | . | . | 0 | . | . | . | . | . | 0 | . | . | . | . | . | 0 | . | . | . | . | . | 0 | . | . | . | . | . | 0 | . | . | . | . | . | 0 | 0 | 0.35 | 0 | 0 | 0 | 0.35
2023 | NJ | 99999 | State Adjustment | PJM | . | -7.624 | . | . |  | 0.38 | -1.644 | . | . | -6.36 | -7.624 | . | . | . | . | . | . | . | . | . | . | . | . | . | . | . | . | . | . | . | . | . | . | . | . | . | . | . | . | . | . | . | . | . | . | . | . | . | . | . | . | . | . | . | . | . | . | . | . | . | . | . | . | . | . | 0.38 | -1.644 | . | . | -6.36 | -7.624
2023 | NM | 10378 | Kit Carson Electric Coop, Inc | PNM | 5 | 0.798 | . | 0.798 | AC | . | . | . | . | 0.798 | 0.798 | . | . | . | . | . | 0 | . | . | . | . | . | 0 | . | . | . | . | . | 0 | . | . | . | . | . | 0 | . | . | . | . | . | 0 | . | . | . | . | . | 0 | . | . | . | . | . | 0 | . | . | . | . | . | 0 | . | . | . | . | . | 0 | 0 | 0 | 0 | 0 | 0.798 | 0.798
2023 | NM | 99999 | State Adjustment | WACM | . | 0.784 | . | . |  | . | . | . | . | 0.784 | 0.784 | . | . | . | . | . | . | . | . | . | . | . | . | . | . | . | . | . | . | . | . | . | . | . | . | . | . | . | . | . | . | . | . | . | . | . | . | . | . | . | . | . | . | . | . | . | . | . | . | . | . | . | . | . | . | . | . | . | . | 0.784 | 0.784
2023 | NV | 13073 | Mt Wheeler Power, Inc | NEVP | 7 | 0.023 | . | . | AC | 0.005 | 0.014 | . | . | . | 0.019 | . | . | . | . | . | 0 | . | . | . | . | . | 0 | 0.004 | 0 | . | . | . | 0.004 | . | . | . | . | . | 0 | . | . | . | . | . | 0 | . | . | . | . | . | 0 | . | . | . | . | . | 0 | . | . | . | . | . | 0 | . | . | . | . | . | 0 | 0.009 | 0.014 | 0 | 0 | 0 | 0.023
2023 | NV | 17166 | Sierra Pacific Power Co | NEVP | 4 | 1.187 | . | . |  | . | . | . | . | . | 0 | . | . | . | . | . | 0 | . | . | . | . | . | 0 | . | . | . | . | . | 0 | . | 1.187 | . | . | . | 1.187 | . | . | . | . | . | 0 | . | . | . | . | . | 0 | . | . | . | . | . | 0 | . | . | . | . | . | 0 | . | . | . | . | . | 0 | 0 | 1.187 | 0 | 0 | 0 | 1.187
2023 | NV | 99999 | State Adjustment | NEVP | . | 0.295 | . | . |  | 0.028 | 0.143 | . | . | 0.124 | 0.295 | . | . | . | . | . | . | . | . | . | . | . | . | . | . | . | . | . | . | . | . | . | . | . | . | . | . | . | . | . | . | . | . | . | . | . | . | . | . | . | . | . | . | . | . | . | . | . | . | . | . | . | . | . | . | 0.028 | 0.143 | . | . | 0.124 | 0.295
2023 | NY | 3249 | Central Hudson Gas & Elec Corp | NYIS | 44 | 7.286 | 0.2 | 0 | AC | 0.195 | 3.121 | 0 | 0 | 1.8 | 5.116 | 0.24 | 0 | 0 | 0 | 0 | 0.24 | 0.96 | 0 | 0 | 0 | 0 | 0.96 | 0 | 0 | 0 | 0 | 0 | 0 | 0 | 0.772 | 0 | 0 | 0.75 | 1.522 | 0 | 0 | 0 | 0 | 0 | 0 | 0 | 0 | 0 | 0 | 0 | 0 | 0 | 0 | 0 | 0 | 0 | 0 | 0 | 0 | 0 | 0 | 0 | 0 | 0 | 0.408 | 0 | 0 | 0 | 0.408 | 0.435 | 4.301 | 0 | 0 | 2.55 | 7.286
2023 | NY | 4226 | Consolidated Edison Co-NY Inc | NYIS | 377 | 59.513 | . | . | AC | . | . | . | . | . | 0 | . | 3.22 | . | . | . | 3.22 | . | 4.594 | . | . | . | 4.594 | . | . | . | . | . | 0 | . | . | . | . | . | 0 | . | . | . | . | . | 0 | . | 41.406 | . | . | . | 41.406 | . | 14.612 | . | . | . | 14.612 | . | 0.275 | . | . | . | 0.275 | . | . | . | . | . | 0 | 0 | 59.513 | 0 | 0 | 0 | 59.513
2023 | NY | 9645 | Jamestown Board of Public Util | NYIS | 1 | 0.076 | 0 | 0.076 | AC | . | . | . | . | 0.076 | 0.076 | . | . | . | . | . | 0 | . | . | . | . | . | 0 | . | . | . | . | . | 0 | . | . | . | . | . | 0 | . | . | . | . | . | 0 | . | . | . | . | . | 0 | . | . | . | . | . | 0 | . | . | . | . | . | 0 | . | . | . | . | . | 0 | 0 | 0 | 0 | 0 | 0.076 | 0.076
2023 | NY | 11171 | Long Island Power Authority | NYIS | 159 | 50.914 | . | . | AC | . | 37.797 | . | . | . | 37.797 | . | . | . | . | . | 0 | . | . | . | . | . | 0 | . | . | . | . | . | 0 | . | . | . | . | . | 0 | . | . | . | . | . | 0 | . | 11.14 | . | . | . | 11.14 | . | 1.977 | . | . | . | 1.977 | . | . | . | . | . | 0 | . | . | . | . | . | 0 | 0 | 50.914 | 0 | 0 | 0 | 50.914
2023 | NY | 13511 | New York State Elec & Gas Corp | NYIS | 44 | 12.8 | . | . | AC | 0.01 | . | . | . | . | 0.01 | . | . | . | . | . | 0 | . | . | . | . | . | 0 | 0.01 | 0.5 | . | . | . | 0.51 | . | 0.82 | . | . | . | 0.82 | . | . | . | . | . | 0 | . | . | . | . | . | 0 | . | 10.31 | . | . | . | 10.31 | . | . | . | . | . | 0 | . | 1.15 | . | . | . | 1.15 | 0.02 | 12.78 | 0 | 0 | 0 | 12.8
2023 | NY | 16183 | Rochester Gas & Electric Corp | NYIS | 19 | 5.468 | . | . | AC | . | 0.65 | . | . | . | 0.65 | . | . | . | . | . | 0 | . | . | . | . | . | 0 | . | . | . | . | . | 0 | . | . | . | . | . | 0 | . | . | . | . | . | 0 | . | . | . | . | . | 0 | . | . | . | . | . | 0 | . | 4.818 | . | . | . | 4.818 | . | . | . | . | . | 0 | 0 | 5.468 | 0 | 0 | 0 | 5.468
2023 | NY | 99999 | State Adjustment | NYIS | . | 0.086 | . | . |  | 0.086 | . | . | . | . | 0.086 | . | . | . | . | . | . | . | . | . | . | . | . | . | . | . | . | . | . | . | . | . | . | . | . | . | . | . | . | . | . | . | . | . | . | . | . | . | . | . | . | . | . | . | . | . | . | . | . | . | . | . | . | . | . | 0.086 | . | . | . | . | 0.086
2023 | OH | 3542 | Duke Energy Ohio Inc | PJM | 6 | 3.302 | 0 | 0.002 | AC | . | 0.002 | . | . | . | 0.002 | . | . | . | . | . | 0 | . | . | . | . | . | 0 | . | 2.55 | . | . | . | 2.55 | . | . | . | . | . | 0 | . | . | . | . | . | 0 | . | . | . | . | . | 0 | . | . | . | . | . | 0 | . | . | . | . | . | 0 | . | 0.75 | . | . | . | 0.75 | 0 | 3.302 | 0 | 0 | 0 | 3.302
2023 | OH | 4683 | City of Cuyahoga Falls - (OH) | PJM | 2 | 0.2 | 0.2 | 0.2 |  | . | . | . | . | . | 0 | . | . | . | . | . | 0 | . | . | . | . | . | 0 | . | . | . | . | . | 0 | . | . | . | . | . | 0 | . | . | . | . | . | 0 | . | 0.2 | . | . | . | 0.2 | . | . | . | . | . | 0 | . | . | . | . | . | 0 | . | . | . | . | . | 0 | 0 | 0.2 | 0 | 0 | 0 | 0.2
2023 | OH | 7004 | Buckeye Power, Inc | PJM | 25 | 5.62 | 0 | 4.77 | DC | . | . | . | . | 4.77 | 4.77 | . | . | . | . | . | 0 | . | . | . | . | . | 0 | . | . | . | . | . | 0 | . | . | . | . | . | 0 | . | . | . | . | . | 0 | . | . | 0.85 | . | . | 0.85 | . | . | . | . | . | 0 | . | . | . | . | . | 0 | . | . | . | . | . | 0 | 0 | 0 | 0.85 | 0 | 4.77 | 5.62
2023 | OH | 7977 | City of Hamilton - (OH) | PJM | 9 | 0.06 | . | . | AC | 0.06 | . | . | . | . | 0.06 | . | . | . | . | . | 0 | . | . | . | . | . | 0 | . | . | . | . | . | 0 | . | . | . | . | . | 0 | . | . | . | . | . | 0 | . | . | . | . | . | 0 | . | . | . | . | . | 0 | . | . | . | . | . | 0 | . | . | . | . | . | 0 | 0.06 | 0 | 0 | 0 | 0 | 0.06
2023 | OH | 12990 | Consolidated Cooperative | PJM | 1 | 0.75 | . | . | AC | . | . | . | . | . | 0 | . | . | . | . | . | 0 | . | . | . | . | . | 0 | . | . | . | . | . | 0 | . | . | . | . | . | 0 | . | . | . | . | . | 0 | . | 0.75 | . | . | . | 0.75 | . | . | . | . | . | 0 | . | . | . | . | . | 0 | . | . | . | . | . | 0 | 0 | 0.75 | 0 | 0 | 0 | 0.75
2023 | OH | 13998 | Ohio Edison Co | PJM | 1 | 0.9 | 0 | 0 |  | 0 | 0 | 0 | 0 | 0 | 0 | 0 | 0 | 0 | 0 | 0 | 0 | 0 | 0 | 0 | 0 | 0 | 0 | 0 | 0 | 0 | 0 | 0 | 0 | 0 | 0 | 0 | 0 | 0 | 0 | 0 | 0 | 0 | 0 | 0 | 0 | 0 | 0 | 0 | 0 | 0 | 0 | 0 | 0 | 0 | 0 | 0 | 0 | 0 | 0 | 0 | 0 | 0 | 0 | 0 | 0 | 0 | 0 | 0.9 | 0.9 | 0 | 0 | 0 | 0 | 0.9 | 0.9
2023 | OH | 14006 | Ohio Power Co | PJM | 15 | 0.706 | . | 0.121 | AC | 0.069 | 0.004 | 0.001 | . | 0.121 | 0.195 | 0.253 | . | . | . | . | 0.253 | 0.009 | . | . | . | . | 0.009 | . | . | 0.01 | . | . | 0.01 | . | . | . | . | . | 0 | . | . | . | . | . | 0 | . | 0.248 | . | . | . | 0.248 | . | . | . | . | . | 0 | . | . | . | . | . | 0 | . | . | . | . | . | 0 | 0.322 | 0.252 | 0.011 | 0 | 0.121 | 0.706
2023 | OH | 99999 | State Adjustment | PJM | . | -0.832 | . | . |  | . | . | . | . | -0.832 | -0.832 | . | . | . | . | . | . | . | . | . | . | . | . | . | . | . | . | . | . | . | . | . | . | . | . | . | . | . | . | . | . | . | . | . | . | . | . | . | . | . | . | . | . | . | . | . | . | . | . | . | . | . | . | . | . | . | . | . | . | -0.832 | -0.832
2023 | OK | 3226 | Central Rural Electric Cooperative, Inc | AECI | 3 | 1.454 | 0.9 | . | AC | . | . | . | . | 0.504 | 0.504 | . | . | . | . | 0.025 | 0.025 | . | . | . | . | 0.048 | 0.048 | . | . | . | . | . | 0 | . | . | . | . | . | 0 | . | . | . | . | . | 0 | . | . | . | . | 0.925 | 0.925 | . | . | . | . | . | 0 | . | . | . | . | . | 0 | . | . | . | . | . | 0 | 0 | 0 | 0 | 0 | 1.454 | 1.454
2023 | OK | 13807 | Northwestern Electric Coop Inc - (OK) | SWPP | 8 | 2.4 | . | . |  | . | . | . | . | . | 0 | . | . | . | . | . | 0 | . | . | . | . | . | 0 | . | . | . | . | . | 0 | . | . | . | . | . | 0 | . | . | . | . | . | 0 | . | 2.4 | . | . | . | 2.4 | . | . | . | . | . | 0 | . | . | . | . | . | 0 | . | . | . | . | . | 0 | 0 | 2.4 | 0 | 0 | 0 | 2.4
2023 | OK | 14775 | People's Electric Cooperative | SWPP | 8 | 2.175 | 2.175 | 2.175 |  | . | . | . | . | . | 0 | . | . | . | . | . | 0 | . | . | . | . | . | 0 | . | . | . | . | . | 0 | . | . | . | . | . | 0 | . | . | . | . | . | 0 | . | . | . | . | 2.175 | 2.175 | . | . | . | . | . | 0 | . | . | . | . | . | 0 | . | . | . | . | . | 0 | 0 | 0 | 0 | 0 | 2.175 | 2.175
2023 | OK | 15474 | Public Service Co of Oklahoma | SWPP | 7 | 0.374 | . | . | AC | 0.017 | 0.302 | . | . | 0.048 | 0.367 | 0.007 | . | . | . | . | 0.007 | 0.017 | . | . | . | . | 0.017 | . | . | . | . | . | 0 | . | . | . | . | . | 0 | . | . | . | . | . | 0 | . | . | . | . | . | 0 | . | . | . | . | . | 0 | . | . | . | . | . | 0 | . | . | . | . | . | 0 | 0.024 | 0.302 | 0 | 0 | 0.048 | 0.374
2023 | OK | 19160 | Tri-County Electric Coop, Inc (OK) | SWPP | 1 | 0.862 | 0 | 0.862 | AC | . | . | 0.862 | . | . | 0.862 | . | . | . | . | . | 0 | . | . | . | . | . | 0 | . | . | . | . | . | 0 | . | . | . | . | . | 0 | . | . | . | . | . | 0 | . | . | . | . | . | 0 | . | . | . | . | . | 0 | . | . | . | . | . | 0 | . | . | . | . | . | 0 | 0 | 0 | 0.862 | 0 | 0 | 0.862
2023 | OR | 3240 | Central Electric Coop Inc - (OR) | BPAT | 1 | 0.1 | . | 0.1 | DC | . | . | . | . | 0.1 | 0.1 | . | . | . | . | . | 0 | . | . | . | . | . | 0 | . | . | . | . | . | 0 | . | . | . | . | . | 0 | . | . | . | . | . | 0 | . | . | . | . | . | 0 | . | . | . | . | . | 0 | . | . | . | . | . | 0 | . | . | . | . | . | 0 | 0 | 0 | 0 | 0 | 0.1 | 0.1
2023 | OR | 6022 | City of Eugene - (OR) | BPAT | 42 | 3.186 | 0 | 0 | AC | 0.013 | 2.303 | . | . | . | 2.316 | . | . | . | . | . | 0 | . | . | . | . | . | 0 | . | . | . | . | . | 0 | . | . | . | . | . | 0 | . | . | . | . | . | 0 | . | 0.87 | . | . | . | 0.87 | . | . | . | . | . | 0 | . | . | . | . | . | 0 | . | . | . | . | . | 0 | 0.013 | 3.173 | 0 | 0 | 0 | 3.186
2023 | OR | 9191 | Idaho Power Co | IPCO | 1 | 0.24 | . | . | DC | . | . | . | . | . | 0 | . | . | . | . | . | 0 | . | . | . | . | . | 0 | . | . | . | . | . | 0 | . | . | . | . | 0.24 | 0.24 | . | . | . | . | . | 0 | . | . | . | . | . | 0 | . | . | . | . | . | 0 | . | . | . | . | . | 0 | . | . | . | . | . | 0 | 0 | 0 | 0 | 0 | 0.24 | 0.24
2023 | OR | 14109 | Oregon Trail El Cons Coop, Inc | BPAT | 1 | 0.2 | 0 | 0.2 | DC | 0.2 | . | . | . | . | 0.2 | . | . | . | . | . | 0 | . | . | . | . | . | 0 | . | . | . | . | . | 0 | . | . | . | . | . | 0 | . | . | . | . | . | 0 | . | . | . | . | . | 0 | . | . | . | . | . | 0 | . | . | . | . | . | 0 | . | . | . | . | . | 0 | 0.2 | 0 | 0 | 0 | 0 | 0.2
2023 | OR | 14354 | PacifiCorp | PACW | 15 | 7.169 | . | . | AC | . | . | . | . | 4.589 | 4.589 | . | . | . | . | . | 0 | . | . | . | . | . | 0 | . | . | . | . | . | 0 | . | . | . | . | 1.287 | 1.287 | . | . | . | . | . | 0 | . | . | . | . | . | 0 | . | . | . | . | 1.013 | 1.013 | . | . | . | . | 0.28 | 0.28 | . | . | . | . | . | 0 | 0 | 0 | 0 | 0 | 7.169 | 7.169
2023 | OR | 15248 | Portland General Electric Co | PGE | 1811 | 39.015 | 11.55 | 5.9 | AC | 7.829 | 10.331 | . | . | 4.827 | 22.987 | 3.157 | 0.099 | 0.011 | . | . | 3.267 | 7.72 | 0.13 | 0.07 | . | . | 7.92 | . | . | . | . | . | 0 | . | . | . | . | 1.211 | 1.211 | . | . | . | . | . | 0 | . | . | 11.55 | . | . | 11.55 | . | . | . | . | . | 0 | . | . | . | . | . | 0 | . | . | . | . | . | 0 | 10.986 | 10.43 | 11.561 | 0 | 6.038 | 39.015
2023 | OR | 16555 | Salem Electric - (OR) | BPAT | 2 | 0.178 | 0.178 | 0.178 | DC | . | 0.178 | . | . | . | 0.178 | . | . | . | . | . | 0 | . | . | . | . | . | 0 | . | . | . | . | . | 0 | . | . | . | . | . | 0 | . | . | . | . | . | 0 | . | . | . | . | . | 0 | . | . | . | . | . | 0 | . | . | . | . | . | 0 | . | . | . | . | . | 0 | 0 | 0.178 | 0 | 0 | 0 | 0.178
2023 | OR | 19325 | Umatilla Electric Coop Assn | BPAT | 2 | 1.057 | . | 1.057 | AC | . | . | 0.999 | . | 0.058 | 1.057 | . | . | . | . | . | 0 | . | . | . | . | . | 0 | . | . | . | . | . | 0 | . | . | . | . | . | 0 | . | . | . | . | . | 0 | . | . | . | . | . | 0 | . | . | . | . | . | 0 | . | . | . | . | . | 0 | . | . | . | . | . | 0 | 0 | 0 | 0.999 | 0 | 0.058 | 1.057
2023 | OR | 40437 | Emerald People's Utility Dist | BPAT | 5 | 0.136 | . | 0.006 | DC | . | 0.028 | 0.108 | . | . | 0.136 | . | . | . | . | . | 0 | . | . | . | . | . | 0 | . | . | . | . | . | 0 | . | . | . | . | . | 0 | . | . | . | . | . | 0 | . | . | . | . | . | 0 | . | . | . | . | . | 0 | . | . | . | . | . | 0 | . | . | . | . | . | 0 | 0 | 0.028 | 0.108 | 0 | 0 | 0.136
2023 | OR | 65352 | Umpqua Indian Utility Cooperative | BPAT | 13 | 8.9 | 8.9 | . |  | . | . | . | . | . | 0 | . | . | . | . | . | 0 | . | . | . | . | . | 0 | . | . | . | . | . | 0 | . | . | . | . | . | 0 | . | . | . | . | . | 0 | . | 8.9 | . | . | . | 8.9 | . | . | . | . | . | 0 | . | . | . | . | . | 0 | . | . | . | . | . | 0 | 0 | 8.9 | 0 | 0 | 0 | 8.9
2023 | OR | 99999 | State Adjustment | BPAT | . | -0.107 | . | . |  | -0.035 | -0.036 | -0.019 | . | -0.017 | -0.107 | . | . | . | . | . | . | . | . | . | . | . | . | . | . | . | . | . | . | . | . | . | . | . | . | . | . | . | . | . | . | . | . | . | . | . | . | . | . | . | . | . | . | . | . | . | . | . | . | . | . | . | . | . | . | -0.035 | -0.036 | -0.019 | . | -0.017 | -0.107
2023 | PA | 3329 | Borough of Chambersburg | PJM | 3 | 1.35 | 1.35 | 1.35 |  | . | . | . | . | . | 0 | . | . | . | . | . | 0 | . | . | . | . | . | 0 | . | . | . | . | . | 0 | . | . | . | . | . | 0 | . | . | . | . | . | 0 | . | . | 1.35 | . | . | 1.35 | . | . | . | . | . | 0 | . | . | . | . | . | 0 | . | . | . | . | . | 0 | 0 | 0 | 1.35 | 0 | 0 | 1.35
2023 | PA | 20334 | Wellsborough Electric Co | PJM | 2 | 0.005 | 0 | 0 | AC | 0 | 0.003 | 0 | 0 | 0 | 0.003 | 0 | 0 | 0 | 0 | 0 | 0 | 0 | 0 | 0 | 0 | 0 | 0 | 0.002 | 0 | 0 | 0 | 0 | 0.002 | 0 | 0 | 0 | 0 | 0 | 0 | 0 | 0 | 0 | 0 | 0 | 0 | 0 | 0 | 0 | 0 | 0 | 0 | 0 | 0 | 0 | 0 | 0 | 0 | 0 | 0 | 0 | 0 | 0 | 0 | 0 | 0 | 0 | 0 | 0 | 0 | 0.002 | 0.003 | 0 | 0 | 0 | 0.005
2023 | RI | 13214 | The Narragansett Electric Co | ISNE | 7302 | 97.797 | . | . | AC | 46.316 | 48.054 | . | . | . | 94.37 | 0.024 | . | . | . | . | 0.024 | 0.012 | . | . | . | . | 0.012 | 0.005 | . | . | . | . | 0.005 | . | 0.37 | . | . | . | 0.37 | . | 0.024 | . | . | . | 0.024 | . | . | . | . | . | 0 | 0.002 | 3.002 | . | . | . | 3.004 | . | . | . | . | . | 0 | . | . | . | . | . | 0 | 46.347 | 51.45 | 0 | 0 | 0 | 97.797
2023 | SC | 3046 | Duke Energy Progress - (NC) | CPLE | 5 | 1.464 | . | . | AC | . | 1.064 | . | . | . | 1.064 | . | . | . | . | . | 0 | . | . | . | . | . | 0 | . | . | . | . | . | 0 | . | . | . | . | . | 0 | . | . | . | . | . | 0 | . | . | . | . | . | 0 | . | 0.4 | . | . | . | 0.4 | . | . | . | . | . | 0 | . | . | . | . | . | 0 | 0 | 1.464 | 0 | 0 | 0 | 1.464
2023 | SC | 5416 | Duke Energy Carolinas, LLC | DUK | 16 | 3.774 | 0 | 0.005 | AC | 0.01 | 1.514 | . | . | . | 1.524 | 0 | 0 | . | . | . | 0 | 0 | 0 | . | . | . | 0 | 0 | 0 | . | . | . | 0 | 0 | 2.25 | . | . | . | 2.25 | 0 | 0 | . | . | . | 0 | 0 | 0 | . | . | . | 0 | 0 | 0 | . | . | . | 0 | 0 | 0 | . | . | . | 0 | 0 | 0 | . | . | . | 0 | 0.01 | 3.764 | 0 | 0 | 0 | 3.774
2023 | SC | 6709 | Easley Combined Utility System | DUK | 14 | 12.775 | 1.875 | . |  | . | . | . | . | . | 0 | . | . | . | . | . | 0 | . | . | . | . | . | 0 | . | . | . | . | . | 0 | . | . | . | . | . | 0 | . | . | . | . | . | 0 | . | 1.875 | . | . | 10.9 | 12.775 | . | . | . | . | . | 0 | . | . | . | . | . | 0 | . | . | . | . | . | 0 | 0 | 1.875 | 0 | 0 | 10.9 | 12.775
2023 | SC | 6894 | City of Gaffney - (SC) | DUK | 6 | 5.9 | 3 | 2.4 |  | . | . | . | . | . | 0 | . | . | . | . | . | 0 | . | . | . | . | . | 0 | . | . | . | . | . | 0 | . | . | . | . | . | 0 | . | . | . | . | . | 0 | . | . | . | . | 5.9 | 5.9 | . | . | . | . | . | 0 | . | . | . | . | . | 0 | . | . | . | . | . | 0 | 0 | 0 | 0 | 0 | 5.9 | 5.9
2023 | SC | 11118 | Lockhart Power Co | DUK | 3 | 1.65 | 0 | 1.65 |  | . | . | . | . | . | 0 | . | . | . | . | . | 0 | . | . | . | . | . | 0 | . | . | . | . | . | 0 | . | . | . | . | 1.65 | 1.65 | . | . | . | . | . | 0 | . | . | . | . | . | 0 | . | . | . | . | . | 0 | . | . | . | . | . | 0 | . | . | . | . | . | 0 | 0 | 0 | 0 | 0 | 1.65 | 1.65
2023 | SC | 14398 | Palmetto Electric Coop Inc | SC | 9 | 8.75 | 2.5 | 0 |  | 0 | 0 | 0 | 0 | 0 | 0 | 0 | 0 | 0 | 0 | 0 | 0 | 0 | 0 | 0 | 0 | 0 | 0 | 0 | 0 | 0 | 0 | 0 | 0 | 0 | 0 | 0 | 0 | 0 | 0 | 0 | 0 | 0 | 0 | 0 | 0 | 0 | 8.75 | 0 | 0 | 0 | 8.75 | 0 | 0 | 0 | 0 | 0 | 0 | 0 | 0 | 0 | 0 | 0 | 0 | 0 | 0 | 0 | 0 | 0 | 0 | 0 | 8.75 | 0 | 0 | 0 | 8.75
2023 | SC | 16195 | City of Rock Hill - (SC) | DUK | 1 | 0.8 | 0.8 | 0.8 |  | . | . | . | . | . | 0 | . | . | . | . | . | 0 | . | . | . | . | . | 0 | . | . | . | . | . | 0 | . | . | . | . | . | 0 | . | . | . | . | . | 0 | . | 0.8 | . | . | . | 0.8 | . | . | . | . | . | 0 | . | . | . | . | . | 0 | . | . | . | . | . | 0 | 0 | 0.8 | 0 | 0 | 0 | 0.8
2023 | SC | 16606 | Santee Electric Coop, Inc | SC | 4 | 1.45 | . | . | AC | . | 0.25 | . | . | . | 0.25 | . | . | . | . | . | 0 | . | . | . | . | . | 0 | . | . | . | . | . | 0 | . | . | . | . | . | 0 | . | . | . | . | . | 0 | . | . | . | . | . | 0 | . | . | . | . | . | 0 | . | . | . | . | . | 0 | . | 1.2 | . | . | . | 1.2 | 0 | 1.45 | 0 | 0 | 0 | 1.45
2023 | SC | 17539 | Dominion Energy South Carolina, Inc | SCEG | 202 | 22.949 | . | . | AC | 0.255 | 16.466 | 5.724 | . | 0.504 | 22.949 | . | . | . | . | . | 0 | . | . | . | . | . | 0 | . | . | . | . | . | 0 | . | . | . | . | . | 0 | . | . | . | . | . | 0 | . | . | . | . | . | 0 | . | . | . | . | . | 0 | . | . | . | . | . | 0 | . | . | . | . | . | 0 | 0.255 | 16.466 | 5.724 | 0 | 0.504 | 22.949
2023 | SC | 21002 | York Electric Coop Inc | DUK | 7 | 6.5 | . | . |  | . | . | . | . | . | 0 | . | . | . | . | . | 0 | . | . | . | . | . | 0 | . | . | . | . | . | 0 | . | . | . | . | . | 0 | . | . | . | . | . | 0 | 6.5 | . | . | . | . | 6.5 | . | . | . | . | . | 0 | . | . | . | . | . | 0 | . | . | . | . | . | 0 | 6.5 | 0 | 0 | 0 | 0 | 6.5
2023 | SC | 99999 | State Adjustment | CPLE | . | 0.124 | . | . |  | 0.124 | . | . | . | . | 0.124 | . | . | . | . | . | . | . | . | . | . | . | . | . | . | . | . | . | . | . | . | . | . | . | . | . | . | . | . | . | . | . | . | . | . | . | . | . | . | . | . | . | . | . | . | . | . | . | . | . | . | . | . | . | . | 0.124 | . | . | . | . | 0.124
2023 | SD | 2285 | City of Brookings - (SD) | WACM | 4 | 0.019 | . | . | AC | 0.013 | . | . | . | . | 0.013 | 0.006 | . | . | . | . | 0.006 | . | . | . | . | . | 0 | . | . | . | . | . | 0 | . | . | . | . | . | 0 | . | . | . | . | . | 0 | . | . | . | . | . | 0 | . | . | . | . | . | 0 | . | . | . | . | . | 0 | . | . | . | . | . | 0 | 0.019 | 0 | 0 | 0 | 0 | 0.019
2023 | SD | 4720 | Dakota Energy Coop Inc | WACM | 1 | 0.07 | . | . |  | . | . | . | . | . | 0 | . | . | . | . | . | 0 | . | . | . | . | . | 0 | 0.07 | . | . | . | . | 0.07 | . | . | . | . | . | 0 | . | . | . | . | . | 0 | . | . | . | . | . | 0 | . | . | . | . | . | 0 | . | . | . | . | . | 0 | . | . | . | . | . | 0 | 0.07 | 0 | 0 | 0 | 0 | 0.07
2023 | SD | 12199 | Montana-Dakota Utilities Co | MISO | 2 | 0.015 | . | . | AC | 0.011 | . | . | . | . | 0.011 | . | . | . | . | . | 0 | . | . | . | . | . | 0 | 0.004 | . | . | . | . | 0.004 | . | . | . | . | . | 0 | . | . | . | . | . | 0 | . | . | . | . | . | 0 | . | . | . | . | . | 0 | . | . | . | . | . | 0 | . | . | . | . | . | 0 | 0.015 | 0 | 0 | 0 | 0 | 0.015
2023 | SD | 12341 | MidAmerican Energy Co | MISO | 1 | 0.007 | 0 | 0 | AC | 0.007 | . | . | . | . | 0.007 | . | . | . | . | . | 0 | . | . | . | . | . | 0 | . | . | . | . | . | 0 | . | . | . | . | . | 0 | . | . | . | . | . | 0 | . | . | . | . | . | 0 | . | . | . | . | . | 0 | . | . | . | . | . | 0 | . | . | . | . | . | 0 | 0.007 | 0 | 0 | 0 | 0 | 0.007
2023 | SD | 17267 | Sioux Valley SW Elec Coop | SWPP | 7 | 0.102 | . | 0.075 | DC | 0.025 | 0.075 | . | . | . | 0.1 | . | . | . | . | . | 0 | . | . | . | . | . | 0 | 0.002 | . | . | . | . | 0.002 | . | . | . | . | . | 0 | . | . | . | . | . | 0 | . | . | . | . | . | 0 | . | . | . | . | . | 0 | . | . | . | . | . | 0 | . | . | . | . | . | 0 | 0.027 | 0.075 | 0 | 0 | 0 | 0.102
2023 | SD | 19293 | Southeastern Electric Coop Inc - (SD) | SWPP | 404 | 17.03 | 10.56 | 0.985 | AC | . | . | . | . | . | 0 | . | . | . | . | . | 0 | . | . | . | . | . | 0 | . | . | . | . | . | 0 | . | . | . | . | . | 0 | . | . | . | . | . | 0 | 7.5 | 9.53 | . | . | . | 17.03 | . | . | . | . | . | 0 | . | . | . | . | . | 0 | . | . | . | . | . | 0 | 7.5 | 9.53 | 0 | 0 | 0 | 17.03
2023 | SD | 19545 | Black Hills Power, Inc. | WACM | 3 | 0.427 | . | . | DC | . | 0.427 | . | . | . | 0.427 | . | . | . | . | . | 0 | . | 0.427 | . | . | . | 0.427 | . | . | . | . | . | 0 | . | . | . | . | . | 0 | . | . | . | . | . | 0 | . | . | . | . | . | 0 | . | . | . | . | . | 0 | . | . | . | . | . | 0 | . | . | . | . | . | 0 | 0 | 0.427 | 0 | 0 | 0 | 0.427
2023 | SD | 20187 | Watertown Municipal Utilities | SWPP | 4 | 0.097 | . | . | AC | 0.025 | 0.04 | . | . | . | 0.065 | 0.032 | . | . | . | . | 0.032 | 0.025 | . | . | . | . | 0.025 | . | . | . | . | . | 0 | . | . | . | . | . | 0 | . | . | . | . | . | 0 | . | . | . | . | . | 0 | . | . | . | . | . | 0 | . | . | . | . | . | 0 | . | . | . | . | . | 0 | 0.057 | 0.04 | 0 | 0 | 0 | 0.097
2023 | SD | 99999 | State Adjustment | SWPP | . | 0.045 | . | . |  | 0.058 | -0.013 | . | . | . | 0.045 | . | . | . | . | . | . | . | . | . | . | . | . | . | . | . | . | . | . | . | . | . | . | . | . | . | . | . | . | . | . | . | . | . | . | . | . | . | . | . | . | . | . | . | . | . | . | . | . | . | . | . | . | . | . | 0.058 | -0.013 | . | . | . | 0.045
2023 | SD | 99999 | State Adjustment | WACM | . | 0.122 | . | . |  | 0.059 | 0.063 | . | . | . | 0.122 | . | . | . | . | . | . | . | . | . | . | . | . | . | . | . | . | . | . | . | . | . | . | . | . | . | . | . | . | . | . | . | . | . | . | . | . | . | . | . | . | . | . | . | . | . | . | . | . | . | . | . | . | . | . | 0.059 | 0.063 | . | . | . | 0.122
2023 | TN | 577 | City of Alcoa Utilities | TVA | 27 | 0.324 | 0 | 0 | AC | 0.171 | 0.153 | 0 | 0 | 0 | 0.324 | 0 | 0 | 0 | 0 | 0 | 0 | . | . | . | . | . | 0 | 0 | 0 | 0 | 0 | 0 | 0 | 0 | 0 | 0 | 0 | 0 | 0 | 0 | 0 | 0 | 0 | 0 | 0 | 0 | 0 | 0 | 0 | 0 | 0 | 0 | 0 | 0 | 0 | 0 | 0 | 0 | 0 | 0 | 0 | 0 | 0 | 0 | 0 | 0 | 0 | 0 | 0 | 0.171 | 0.153 | 0 | 0 | 0 | 0.324
2023 | TN | 727 | Appalachian Electric Coop | TVA | 30 | 0.391 | 0 | 0 | AC | 0.202 | 0.189 | 0 | 0 | 0 | 0.391 | 0 | 0 | 0 | 0 | 0 | 0 | . | . | . | . | . | 0 | 0 | 0 | 0 | 0 | 0 | 0 | 0 | 0 | 0 | 0 | 0 | 0 | 0 | 0 | 0 | 0 | 0 | 0 | 0 | 0 | 0 | 0 | 0 | 0 | 0 | 0 | 0 | 0 | 0 | 0 | 0 | 0 | 0 | 0 | 0 | 0 | 0 | 0 | 0 | 0 | 0 | 0 | 0.202 | 0.189 | 0 | 0 | 0 | 0.391
2023 | TN | 947 | Athens Utility Board | TVA | 34 | 0.581 | 0 | 0 | AC | 0.186 | 0.395 | 0 | 0 | 0 | 0.581 | 0 | 0 | 0 | 0 | 0 | 0 | . | . | . | . | . | 0 | 0 | 0 | 0 | 0 | 0 | 0 | 0 | 0 | 0 | 0 | 0 | 0 | 0 | 0 | 0 | 0 | 0 | 0 | 0 | 0 | 0 | 0 | 0 | 0 | 0 | 0 | 0 | 0 | 0 | 0 | 0 | 0 | 0 | 0 | 0 | 0 | 0 | 0 | 0 | 0 | 0 | 0 | 0.186 | 0.395 | 0 | 0 | 0 | 0.581
2023 | TN | 1578 | Benton County | TVA | 3 | 0.034 | 0 | 0 | AC | 0.014 | 0.02 | 0 | 0 | 0 | 0.034 | 0 | 0 | 0 | 0 | 0 | 0 | . | . | . | . | . | 0 | 0 | 0 | 0 | 0 | 0 | 0 | 0 | 0 | 0 | 0 | 0 | 0 | 0 | 0 | 0 | 0 | 0 | 0 | 0 | 0 | 0 | 0 | 0 | 0 | 0 | 0 | 0 | 0 | 0 | 0 | 0 | 0 | 0 | 0 | 0 | 0 | 0 | 0 | 0 | 0 | 0 | 0 | 0.014 | 0.02 | 0 | 0 | 0 | 0.034
2023 | TN | 2247 | City of Bristol - (TN) | TVA | 31 | 0.623 | 0 | 0 | AC | 0.287 | 0.336 | 0 | 0 | 0 | 0.623 | 0 | 0 | 0 | 0 | 0 | 0 | . | . | . | . | . | 0 | 0 | 0 | 0 | 0 | 0 | 0 | 0 | 0 | 0 | 0 | 0 | 0 | 0 | 0 | 0 | 0 | 0 | 0 | 0 | 0 | 0 | 0 | 0 | 0 | 0 | 0 | 0 | 0 | 0 | 0 | 0 | 0 | 0 | 0 | 0 | 0 | 0 | 0 | 0 | 0 | 0 | 0 | 0.287 | 0.336 | 0 | 0 | 0 | 0.623
2023 | TN | 2411 | City of Brownsville | TVA | 2 | 0.1 | 0 | 0 | AC | 0 | 0.1 | 0 | 0 | 0 | 0.1 | 0 | 0 | 0 | 0 | 0 | 0 | . | . | . | . | . | 0 | 0 | 0 | 0 | 0 | 0 | 0 | 0 | 0 | 0 | 0 | 0 | 0 | 0 | 0 | 0 | 0 | 0 | 0 | 0 | 0 | 0 | 0 | 0 | 0 | 0 | 0 | 0 | 0 | 0 | 0 | 0 | 0 | 0 | 0 | 0 | 0 | 0 | 0 | 0 | 0 | 0 | 0 | 0 | 0.1 | 0 | 0 | 0 | 0.1
2023 | TN | 2960 | Caney Fork Electric Coop, Inc | TVA | 73 | 2.682 | 0 | 0 | AC | 0.419 | 2.237 | 0 | 0 | 0 | 2.656 | 0 | 0 | 0 | 0 | 0 | 0 | . | . | . | . | . | 0 | 0.02 | 0 | 0 | 0 | 0 | 0.02 | 0 | 0.006 | 0 | 0 | 0 | 0.006 | 0 | 0 | 0 | 0 | 0 | 0 | 0 | 0 | 0 | 0 | 0 | 0 | 0 | 0 | 0 | 0 | 0 | 0 | 0 | 0 | 0 | 0 | 0 | 0 | 0 | 0 | 0 | 0 | 0 | 0 | 0.439 | 2.243 | 0 | 0 | 0 | 2.682
2023 | TN | 3075 | Carroll County - (TN) | TVA | 13 | 0.218 | 0 | 0 | AC | 0.062 | 0.156 | 0 | 0 | 0 | 0.218 | 0 | 0 | 0 | 0 | 0 | 0 | . | . | . | . | . | 0 | 0 | 0 | 0 | 0 | 0 | 0 | 0 | 0 | 0 | 0 | 0 | 0 | 0 | 0 | 0 | 0 | 0 | 0 | 0 | 0 | 0 | 0 | 0 | 0 | 0 | 0 | 0 | 0 | 0 | 0 | 0 | 0 | 0 | 0 | 0 | 0 | 0 | 0 | 0 | 0 | 0 | 0 | 0.062 | 0.156 | 0 | 0 | 0 | 0.218
2023 | TN | 3408 | City of Chattanooga - (TN) | TVA | 292 | 5.496 | 0 | 0 | AC | 1.88 | 3.616 | 0 | 0 | 0 | 5.496 | . | . | . | . | . | 0 | . | . | . | . | . | 0 | 0 | 0 | 0 | 0 | 0 | 0 | 0 | 0 | 0 | 0 | 0 | 0 | 0 | 0 | 0 | 0 | 0 | 0 | 0 | 0 | 0 | 0 | 0 | 0 | 0 | 0 | 0 | 0 | 0 | 0 | 0 | 0 | 0 | 0 | 0 | 0 | 0 | 0 | 0 | 0 | 0 | 0 | 1.88 | 3.616 | 0 | 0 | 0 | 5.496
2023 | TN | 3704 | City of Clarksville - (TN) | TVA | 20 | 0.225 | 0 | 0 | AC | 0.104 | 0.119 | 0 | 0 | 0 | 0.223 | 0 | 0 | 0 | 0 | 0 | 0 | . | . | . | . | . | 0 | 0 | 0.002 | 0 | 0 | 0 | 0.002 | 0 | 0 | 0 | 0 | 0 | 0 | 0 | 0 | 0 | 0 | 0 | 0 | 0 | 0 | 0 | 0 | 0 | 0 | 0 | 0 | 0 | 0 | 0 | 0 | 0 | 0 | 0 | 0 | 0 | 0 | 0 | 0 | 0 | 0 | 0 | 0 | 0.104 | 0.121 | 0 | 0 | 0 | 0.225
2023 | TN | 3758 | City of Cleveland - (TN) | TVA | 25 | 0.674 | 0 | 0 | AC | 0.113 | 0.561 | 0 | 0 | 0 | 0.674 | 0 | 0 | 0 | 0 | 0 | 0 | . | . | . | . | . | 0 | 0 | 0 | 0 | 0 | 0 | 0 | 0 | 0 | 0 | 0 | 0 | 0 | 0 | 0 | 0 | 0 | 0 | 0 | 0 | 0 | 0 | 0 | 0 | 0 | 0 | 0 | 0 | 0 | 0 | 0 | 0 | 0 | 0 | 0 | 0 | 0 | 0 | 0 | 0 | 0 | 0 | 0 | 0.113 | 0.561 | 0 | 0 | 0 | 0.674
2023 | TN | 3812 | City of Clinton - (TN) | TVA | 15 | 0.131 | 0 | 0 | AC | 0.113 | 0.018 | 0 | 0 | 0 | 0.131 | 0 | 0 | 0 | 0 | 0 | 0 | . | . | . | . | . | 0 | 0 | 0 | 0 | 0 | 0 | 0 | 0 | 0 | 0 | 0 | 0 | 0 | 0 | 0 | 0 | 0 | 0 | 0 | 0 | 0 | 0 | 0 | 0 | 0 | 0 | 0 | 0 | 0 | 0 | 0 | 0 | 0 | 0 | 0 | 0 | 0 | 0 | 0 | 0 | 0 | 0 | 0 | 0.113 | 0.018 | 0 | 0 | 0 | 0.131
2023 | TN | 3855 | Columbia Power System - (TN) | TVA | 12 | 0.256 | 0 | 0 | AC | 0.105 | 0.151 | 0 | 0 | 0 | 0.256 | 0 | 0 | 0 | 0 | 0 | 0 | . | . | . | . | . | 0 | 0 | 0 | 0 | 0 | 0 | 0 | 0 | 0 | 0 | 0 | 0 | 0 | 0 | 0 | 0 | 0 | 0 | 0 | 0 | 0 | 0 | 0 | 0 | 0 | 0 | 0 | 0 | 0 | 0 | 0 | 0 | 0 | 0 | 0 | 0 | 0 | 0 | 0 | 0 | 0 | 0 | 0 | 0.105 | 0.151 | 0 | 0 | 0 | 0.256
2023 | TN | 4294 | City of Cookeville - (TN) | TVA | 11 | 0.337 | 0 | 0 | AC | 0.027 | 0.31 | 0 | 0 | 0 | 0.337 | 0 | 0 | 0 | 0 | 0 | 0 | . | . | . | . | . | 0 | 0 | 0 | 0 | 0 | 0 | 0 | 0 | 0 | 0 | 0 | 0 | 0 | 0 | 0 | 0 | 0 | 0 | 0 | 0 | 0 | 0 | 0 | 0 | 0 | 0 | 0 | 0 | 0 | 0 | 0 | 0 | 0 | 0 | 0 | 0 | 0 | 0 | 0 | 0 | 0 | 0 | 0 | 0.027 | 0.31 | 0 | 0 | 0 | 0.337
2023 | TN | 4624 | Cumberland Elec Member Corp | TVA | 81 | 2.212 | 0 | 0 | AC | 0.667 | 0.546 | 0 | 0 | 0 | 1.213 | 0 | 0 | 0 | 0 | 0 | 0 | . | . | . | . | . | 0 | 0 | 0 | 0 | 0 | 0 | 0 | 0 | 0 | 0 | 0 | 0 | 0 | 0 | 0 | 0 | 0 | 0 | 0 | 0 | 0 | 0 | 0 | 0 | 0 | 0 | 0 | 0 | 0 | 0 | 0 | 0 | 0 | 0 | 0 | 0 | 0 | 0 | 0.999 | 0 | 0 | 0 | 0.999 | 0.667 | 1.545 | 0 | 0 | 0 | 2.212
2023 | TN | 4920 | City of Dayton - (TN) | TVA | 4 | 0.077 | 0 | 0 | AC | 0.028 | 0.049 | 0 | 0 | 0 | 0.077 | 0 | 0 | 0 | 0 | 0 | 0 | . | . | . | . | . | 0 | 0 | 0 | 0 | 0 | 0 | 0 | 0 | 0 | 0 | 0 | 0 | 0 | 0 | 0 | 0 | 0 | 0 | 0 | 0 | 0 | 0 | 0 | 0 | 0 | 0 | 0 | 0 | 0 | 0 | 0 | 0 | 0 | 0 | 0 | 0 | 0 | 0 | 0 | 0 | 0 | 0 | 0 | 0.028 | 0.049 | 0 | 0 | 0 | 0.077
2023 | TN | 5148 | City of Dickson | TVA | 25 | 0.358 | 0 | 0 | AC | 0.201 | 0.157 | 0 | 0 | 0 | 0.358 | 0 | 0 | 0 | 0 | 0 | 0 | . | . | . | . | . | 0 | 0 | 0 | 0 | 0 | 0 | 0 | 0 | 0 | 0 | 0 | 0 | 0 | 0 | 0 | 0 | 0 | 0 | 0 | 0 | 0 | 0 | 0 | 0 | 0 | 0 | 0 | 0 | 0 | 0 | 0 | 0 | 0 | 0 | 0 | 0 | 0 | 0 | 0 | 0 | 0 | 0 | 0 | 0.201 | 0.157 | 0 | 0 | 0 | 0.358
2023 | TN | 5399 | Duck River Elec Member Corp | TVA | 53 | 0.865 | 0 | 0 | AC | 0.372 | 0.493 | 0 | 0 | 0 | 0.865 | 0 | 0 | 0 | 0 | 0 | 0 | . | . | . | . | . | 0 | 0 | 0 | 0 | 0 | 0 | 0 | 0 | 0 | 0 | 0 | 0 | 0 | 0 | 0 | 0 | 0 | 0 | 0 | 0 | 0 | 0 | 0 | 0 | 0 | 0 | 0 | 0 | 0 | 0 | 0 | 0 | 0 | 0 | 0 | 0 | 0 | 0 | 0 | 0 | 0 | 0 | 0 | 0.372 | 0.493 | 0 | 0 | 0 | 0.865
2023 | TN | 5763 | City of Elizabethton - (TN) | TVA | 15 | 0.171 | 0 | 0 | AC | 0.09 | 0.081 | 0 | 0 | 0 | 0.171 | 0 | 0 | 0 | 0 | 0 | 0 | . | . | . | . | . | 0 | 0 | 0 | 0 | 0 | 0 | 0 | 0 | 0 | 0 | 0 | 0 | 0 | 0 | 0 | 0 | 0 | 0 | 0 | 0 | 0 | 0 | 0 | 0 | 0 | 0 | 0 | 0 | 0 | 0 | 0 | 0 | 0 | 0 | 0 | 0 | 0 | 0 | 0 | 0 | 0 | 0 | 0 | 0.09 | 0.081 | 0 | 0 | 0 | 0.171
2023 | TN | 5961 | Town of Erwin - (TN) | TVA | 4 | 0.033 | 0 | 0 | AC | 0.027 | 0.006 | 0 | 0 | 0 | 0.033 | 0 | 0 | 0 | 0 | 0 | 0 | . | . | . | . | . | 0 | 0 | 0 | 0 | 0 | 0 | 0 | 0 | 0 | 0 | 0 | 0 | 0 | 0 | 0 | 0 | 0 | 0 | 0 | 0 | 0 | 0 | 0 | 0 | 0 | 0 | 0 | 0 | 0 | 0 | 0 | 0 | 0 | 0 | 0 | 0 | 0 | 0 | 0 | 0 | 0 | 0 | 0 | 0.027 | 0.006 | 0 | 0 | 0 | 0.033
2023 | TN | 6008 | City of Etowah | TVA | 4 | 0.029 | 0 | 0 | AC | 0.02 | 0.009 | 0 | 0 | 0 | 0.029 | 0 | 0 | 0 | 0 | 0 | 0 | . | . | . | . | . | 0 | 0 | 0 | 0 | 0 | 0 | 0 | 0 | 0 | 0 | 0 | 0 | 0 | 0 | 0 | 0 | 0 | 0 | 0 | 0 | 0 | 0 | 0 | 0 | 0 | 0 | 0 | 0 | 0 | 0 | 0 | 0 | 0 | 0 | 0 | 0 | 0 | 0 | 0 | 0 | 0 | 0 | 0 | 0.02 | 0.009 | 0 | 0 | 0 | 0.029
2023 | TN | 6234 | City of Fayetteville | TVA | 45 | 5.657 | 0 | 0 | AC | 1.809 | 3.848 | 0 | 0 | 0 | 5.657 | 0 | 0 | 0 | 0 | 0 | 0 | . | . | . | . | . | 0 | 0 | 0 | 0 | 0 | 0 | 0 | 0 | 0 | 0 | 0 | 0 | 0 | 0 | 0 | 0 | 0 | 0 | 0 | 0 | 0 | 0 | 0 | 0 | 0 | 0 | 0 | 0 | 0 | 0 | 0 | 0 | 0 | 0 | 0 | 0 | 0 | 0 | 0 | 0 | 0 | 0 | 0 | 1.809 | 3.848 | 0 | 0 | 0 | 5.657
2023 | TN | 6608 | Fort Loudoun Electric Coop | TVA | 49 | 1.585 | 0 | 0 | AC | 0.36 | 0.226 | 0 | 0 | 0 | 0.586 | 0 | 0 | 0 | 0 | 0 | 0 | . | . | . | . | . | 0 | 0 | 0 | 0 | 0 | 0 | 0 | 0 | 0 | 0 | 0 | 0 | 0 | 0 | 0 | 0 | 0 | 0 | 0 | 0 | 0 | 0 | 0 | 0 | 0 | 0 | 0 | 0 | 0 | 0 | 0 | 0 | 0 | 0 | 0 | 0 | 0 | 0 | 0.999 | 0 | 0 | 0 | 0.999 | 0.36 | 1.225 | 0 | 0 | 0 | 1.585
2023 | TN | 6923 | City of Gallatin - (TN) | TVA | 7 | 0.161 | 0 | 0 | AC | 0.009 | 0.152 | 0 | 0 | 0 | 0.161 | 0 | 0 | 0 | 0 | 0 | 0 | . | . | . | . | . | 0 | 0 | 0 | 0 | 0 | 0 | 0 | 0 | 0 | 0 | 0 | 0 | 0 | 0 | 0 | 0 | 0 | 0 | 0 | 0 | 0 | 0 | 0 | 0 | 0 | 0 | 0 | 0 | 0 | 0 | 0 | 0 | 0 | 0 | 0 | 0 | 0 | 0 | 0 | 0 | 0 | 0 | 0 | 0.009 | 0.152 | 0 | 0 | 0 | 0.161
2023 | TN | 7174 | Gibson Electric Members Corp | TVA | 53 | 1.022 | . | . | AC | 0.575 | 0.447 | 0 | . | 0 | 1.022 | . | . | . | . | . | 0 | . | . | . | . | . | 0 | 0 | 0 | 0 | . | . | 0 | 0 | 0 | 0 | . | . | 0 | . | . | . | . | . | 0 | . | . | . | . | . | 0 | . | . | . | . | . | 0 | . | . | . | . | . | 0 | 0 | 0 | 0 | . | . | 0 | 0.575 | 0.447 | 0 | 0 | 0 | 1.022
2023 | TN | 7625 | City of Greeneville - (TN) | TVA | 33 | 0.502 | 0 | 0 | AC | 0.125 | 0.377 | 0 | 0 | 0 | 0.502 | 0 | 0 | 0 | 0 | 0 | 0 | . | . | . | . | . | 0 | 0 | 0 | 0 | 0 | 0 | 0 | 0 | 0 | 0 | 0 | 0 | 0 | 0 | 0 | 0 | 0 | 0 | 0 | 0 | 0 | 0 | 0 | 0 | 0 | 0 | 0 | 0 | 0 | 0 | 0 | 0 | 0 | 0 | 0 | 0 | 0 | 0 | 0 | 0 | 0 | 0 | 0 | 0.125 | 0.377 | 0 | 0 | 0 | 0.502
2023 | TN | 8147 | City of Harriman - (TN) | TVA | 10 | 0.098 | 0 | 0 | AC | 0.078 | 0.014 | 0 | 0 | 0 | 0.092 | 0 | 0 | 0 | 0 | 0 | 0 | . | . | . | . | . | 0 | 0 | 0.006 | 0 | 0 | 0 | 0.006 | 0 | 0 | 0 | 0 | 0 | 0 | 0 | 0 | 0 | 0 | 0 | 0 | 0 | 0 | 0 | 0 | 0 | 0 | 0 | 0 | 0 | 0 | 0 | 0 | 0 | 0 | 0 | 0 | 0 | 0 | 0 | 0 | 0 | 0 | 0 | 0 | 0.078 | 0.02 | 0 | 0 | 0 | 0.098
2023 | TN | 8764 | Holston Electric Coop, Inc | TVA | 27 | 1.204 | 0 | 0 | AC | 0.054 | 1.15 | 0 | 0 | 0 | 1.204 | 0 | 0 | 0 | 0 | 0 | 0 | . | . | . | . | . | 0 | 0 | 0 | 0 | 0 | 0 | 0 | 0 | 0 | 0 | 0 | 0 | 0 | 0 | 0 | 0 | 0 | 0 | 0 | 0 | 0 | 0 | 0 | 0 | 0 | 0 | 0 | 0 | 0 | 0 | 0 | 0 | 0 | 0 | 0 | 0 | 0 | 0 | 0 | 0 | 0 | 0 | 0 | 0.054 | 1.15 | 0 | 0 | 0 | 1.204
2023 | TN | 9023 | City of Humboldt | TVA | 7 | 0.258 | 0 | 0 | AC | 0 | 0.258 | 0 | 0 | 0 | 0.258 | 0 | 0 | 0 | 0 | 0 | 0 | . | . | . | . | . | 0 | 0 | 0 | 0 | 0 | 0 | 0 | 0 | 0 | 0 | 0 | 0 | 0 | 0 | 0 | 0 | 0 | 0 | 0 | 0 | 0 | 0 | 0 | 0 | 0 | 0 | 0 | 0 | 0 | 0 | 0 | 0 | 0 | 0 | 0 | 0 | 0 | 0 | 0 | 0 | 0 | 0 | 0 | 0 | 0.258 | 0 | 0 | 0 | 0.258
2023 | TN | 9612 | City of Jackson - (TN) | TVA | 13 | 1.314 | 0 | 0 | AC | 0.038 | 1.276 | 0 | 0 | 0 | 1.314 | 0 | 0 | 0 | 0 | 0 | 0 | . | . | . | . | . | 0 | 0 | 0 | 0 | 0 | 0 | 0 | 0 | 0 | 0 | 0 | 0 | 0 | 0 | 0 | 0 | 0 | 0 | 0 | 0 | 0 | 0 | 0 | 0 | 0 | 0 | 0 | 0 | 0 | 0 | 0 | 0 | 0 | 0 | 0 | 0 | 0 | 0 | 0 | 0 | 0 | 0 | 0 | 0.038 | 1.276 | 0 | 0 | 0 | 1.314
2023 | TN | 9697 | City of Jellico | TVA | 4 | 0.16 | 0 | 0 | AC | 0 | 0.16 | 0 | 0 | 0 | 0.16 | . | . | . | . | . | 0 | . | . | . | . | . | 0 | 0 | 0 | 0 | 0 | 0 | 0 | 0 | 0 | 0 | 0 | 0 | 0 | 0 | 0 | 0 | 0 | 0 | 0 | 0 | 0 | 0 | 0 | 0 | 0 | 0 | 0 | 0 | 0 | 0 | 0 | 0 | 0 | 0 | 0 | 0 | 0 | 0 | 0 | 0 | 0 | 0 | 0 | 0 | 0.16 | 0 | 0 | 0 | 0.16
2023 | TN | 9777 | Johnson City - (TN) | TVA | 87 | 2.01 | 0 | 0 | AC | 0.674 | 0.411 | 0 | 0 | 0 | 1.085 | 0 | 0 | 0 | 0 | 0 | 0 | . | . | . | . | . | 0 | 0 | 0 | 0 | 0 | 0 | 0 | 0 | 0 | 0 | 0 | 0 | 0 | 0 | 0 | 0 | 0 | 0 | 0 | 0 | 0 | 0 | 0 | 0 | 0 | 0 | 0 | 0 | 0 | 0 | 0 | 0 | 0 | 0 | 0 | 0 | 0 | 0 | 0.925 | 0 | 0 | 0 | 0.925 | 0.674 | 1.336 | 0 | 0 | 0 | 2.01
2023 | TN | 10331 | Kingsport Power Co | PJM | 1 | 0.03 | . | . | AC | . | . | 0.03 | . | . | 0.03 | . | . | . | . | . | 0 | . | . | . | . | . | 0 | . | . | . | . | . | 0 | . | . | . | . | . | 0 | . | . | . | . | . | 0 | . | . | . | . | . | 0 | . | . | . | . | . | 0 | . | . | . | . | . | 0 | . | . | . | . | . | 0 | 0 | 0 | 0.03 | 0 | 0 | 0.03
2023 | TN | 10421 | Knoxville Utilities Board | TVA | 151 | 3.199 | 0 | 0 | AC | 0.847 | 2.352 | 0 | 0 | 0 | 3.199 | 0 | 0 | 0 | 0 | 0 | 0 | . | . | . | . | . | 0 | 0 | 0 | 0 | 0 | 0 | 0 | 0 | 0 | 0 | 0 | 0 | 0 | 0 | 0 | 0 | 0 | 0 | 0 | 0 | 0 | 0 | 0 | 0 | 0 | 0 | 0 | 0 | 0 | 0 | 0 | 0 | 0 | 0 | 0 | 0 | 0 | 0 | 0 | 0 | 0 | 0 | 0 | 0.847 | 2.352 | 0 | 0 | 0 | 3.199
2023 | TN | 10579 | City of LaFollette | TVA | 17 | 0.598 | 0 | 0 | AC | 0.075 | 0.523 | 0 | 0 | 0 | 0.598 | 0 | 0 | 0 | 0 | 0 | 0 | . | . | . | . | . | 0 | 0 | 0 | 0 | 0 | 0 | 0 | 0 | 0 | 0 | 0 | 0 | 0 | 0 | 0 | 0 | 0 | 0 | 0 | 0 | 0 | 0 | 0 | 0 | 0 | 0 | 0 | 0 | 0 | 0 | 0 | 0 | 0 | 0 | 0 | 0 | 0 | 0 | 0 | 0 | 0 | 0 | 0 | 0.075 | 0.523 | 0 | 0 | 0 | 0.598
2023 | TN | 10799 | City of Lawrenceburg | TVA | 20 | 0.277 | 0 | 0 | AC | 0.178 | 0.099 | 0 | 0 | 0 | 0.277 | 0 | 0 | 0 | 0 | 0 | 0 | . | . | . | . | . | 0 | 0 | 0 | 0 | 0 | 0 | 0 | 0 | 0 | 0 | 0 | 0 | 0 | 0 | 0 | 0 | 0 | 0 | 0 | 0 | 0 | 0 | 0 | 0 | 0 | 0 | 0 | 0 | 0 | 0 | 0 | 0 | 0 | 0 | 0 | 0 | 0 | 0 | 0 | 0 | 0 | 0 | 0 | 0.178 | 0.099 | 0 | 0 | 0 | 0.277
2023 | TN | 10906 | City of Lenoir - (TN) | TVA | 76 | 1.555 | 0 | 0 | AC | 0.362 | 1.193 | 0 | 0 | 0 | 1.555 | 0 | 0 | 0 | 0 | 0 | 0 | . | . | . | . | . | 0 | 0 | 0 | 0 | 0 | 0 | 0 | 0 | 0 | 0 | 0 | 0 | 0 | 0 | 0 | 0 | 0 | 0 | 0 | 0 | 0 | 0 | 0 | 0 | 0 | 0 | 0 | 0 | 0 | 0 | 0 | 0 | 0 | 0 | 0 | 0 | 0 | 0 | 0 | 0 | 0 | 0 | 0 | 0.362 | 1.193 | 0 | 0 | 0 | 1.555
2023 | TN | 10960 | City of Lewisburg - (TN) | TVA | 3 | 0.117 | 0 | 0 | AC | 0 | 0.117 | 0 | 0 | 0 | 0.117 | 0 | 0 | 0 | 0 | 0 | 0 | . | . | . | . | . | 0 | 0 | 0 | 0 | 0 | 0 | 0 | 0 | 0 | 0 | 0 | 0 | 0 | 0 | 0 | 0 | 0 | 0 | 0 | 0 | 0 | 0 | 0 | 0 | 0 | 0 | 0 | 0 | 0 | 0 | 0 | 0 | 0 | 0 | 0 | 0 | 0 | 0 | 0 | 0 | 0 | 0 | 0 | 0 | 0.117 | 0 | 0 | 0 | 0.117
2023 | TN | 10968 | City of Lexington - (TN) | TVA | 11 | 0.098 | 0 | 0 | AC | 0.045 | 0.053 | 0 | 0 | 0 | 0.098 | 0 | 0 | 0 | 0 | 0 | 0 | . | . | . | . | . | 0 | 0 | 0 | 0 | 0 | 0 | 0 | 0 | 0 | 0 | 0 | 0 | 0 | 0 | 0 | 0 | 0 | 0 | 0 | 0 | 0 | 0 | 0 | 0 | 0 | 0 | 0 | 0 | 0 | 0 | 0 | 0 | 0 | 0 | 0 | 0 | 0 | 0 | 0 | 0 | 0 | 0 | 0 | 0.045 | 0.053 | 0 | 0 | 0 | 0.098
2023 | TN | 11222 | Loudon Utilities Board | TVA | 10 | 0.382 | 0 | 0 | AC | 0.036 | 0.346 | 0 | 0 | 0 | 0.382 | 0 | 0 | 0 | 0 | 0 | 0 | . | . | . | . | . | 0 | 0 | 0 | 0 | 0 | 0 | 0 | 0 | 0 | 0 | 0 | 0 | 0 | 0 | 0 | 0 | 0 | 0 | 0 | 0 | 0 | 0 | 0 | 0 | 0 | 0 | 0 | 0 | 0 | 0 | 0 | 0 | 0 | 0 | 0 | 0 | 0 | 0 | 0 | 0 | 0 | 0 | 0 | 0.036 | 0.346 | 0 | 0 | 0 | 0.382
2023 | TN | 11789 | Maryville Utilities | TVA | 13 | 0.156 | 0 | 0 | AC | 0.062 | 0.094 | 0 | 0 | 0 | 0.156 | 0 | 0 | 0 | 0 | 0 | 0 | . | . | . | . | . | 0 | 0 | 0 | 0 | 0 | 0 | 0 | 0 | 0 | 0 | 0 | 0 | 0 | 0 | 0 | 0 | 0 | 0 | 0 | 0 | 0 | 0 | 0 | 0 | 0 | 0 | 0 | 0 | 0 | 0 | 0 | 0 | 0 | 0 | 0 | 0 | 0 | 0 | 0 | 0 | 0 | 0 | 0 | 0.062 | 0.094 | 0 | 0 | 0 | 0.156
2023 | TN | 12186 | McMinnville Electric System | TVA | 1 | 0.046 | 0 | 0 | AC | 0 | 0.046 | 0 | 0 | 0 | 0.046 | 0 | 0 | 0 | 0 | 0 | 0 | . | . | . | . | . | 0 | 0 | 0 | 0 | 0 | 0 | 0 | 0 | 0 | 0 | 0 | 0 | 0 | 0 | 0 | 0 | 0 | 0 | 0 | 0 | 0 | 0 | 0 | 0 | 0 | 0 | 0 | 0 | 0 | 0 | 0 | 0 | 0 | 0 | 0 | 0 | 0 | 0 | 0 | 0 | 0 | 0 | 0 | 0 | 0.046 | 0 | 0 | 0 | 0.046
2023 | TN | 12330 | Meriwether Lewis Electric Coop | TVA | 39 | 0.682 | 0 | 0 | AC | 0.191 | 0.491 | 0 | 0 | 0 | 0.682 | 0 | 0 | 0 | 0 | 0 | 0 | . | . | . | . | . | 0 | 0 | 0 | 0 | 0 | 0 | 0 | 0 | 0 | 0 | 0 | 0 | 0 | 0 | 0 | 0 | 0 | 0 | 0 | 0 | 0 | 0 | 0 | 0 | 0 | 0 | 0 | 0 | 0 | 0 | 0 | 0 | 0 | 0 | 0 | 0 | 0 | 0 | 0 | 0 | 0 | 0 | 0 | 0.191 | 0.491 | 0 | 0 | 0 | 0.682
2023 | TN | 12470 | Middle Tennessee E M C | TVA | 211 | 5.706 | 0 | 0 | AC | 1.38 | 4.319 | 0 | 0 | 0 | 5.699 | 0 | 0 | 0 | 0 | 0 | 0 | . | . | . | . | . | 0 | 0.007 | 0 | 0 | 0 | 0 | 0.007 | 0 | 0 | 0 | 0 | 0 | 0 | 0 | 0 | 0 | 0 | 0 | 0 | 0 | 0 | 0 | 0 | 0 | 0 | 0 | 0 | 0 | 0 | 0 | 0 | 0 | 0 | 0 | 0 | 0 | 0 | 0 | 0 | 0 | 0 | 0 | 0 | 1.387 | 4.319 | 0 | 0 | 0 | 5.706
2023 | TN | 12532 | City of Milan - (TN) | TVA | 8 | 0.169 | 0 | 0 | AC | 0.039 | 0.13 | 0 | 0 | 0 | 0.169 | 0 | 0 | 0 | 0 | 0 | 0 | . | . | . | . | . | 0 | 0 | 0 | 0 | 0 | 0 | 0 | 0 | 0 | 0 | 0 | 0 | 0 | 0 | 0 | 0 | 0 | 0 | 0 | 0 | 0 | 0 | 0 | 0 | 0 | 0 | 0 | 0 | 0 | 0 | 0 | 0 | 0 | 0 | 0 | 0 | 0 | 0 | 0 | 0 | 0 | 0 | 0 | 0.039 | 0.13 | 0 | 0 | 0 | 0.169
2023 | TN | 12988 | City of Morristown - (TN) | TVA | 9 | 0.117 | 0 | 0 | AC | 0.034 | 0.081 | 0 | 0 | 0 | 0.115 | 0 | 0 | 0 | 0 | 0 | 0 | . | . | . | . | . | 0 | 0 | 0.002 | 0 | 0 | 0 | 0.002 | 0 | 0 | 0 | 0 | 0 | 0 | 0 | 0 | 0 | 0 | 0 | 0 | 0 | 0 | 0 | 0 | 0 | 0 | 0 | 0 | 0 | 0 | 0 | 0 | 0 | 0 | 0 | 0 | 0 | 0 | 0 | 0 | 0 | 0 | 0 | 0 | 0.034 | 0.083 | 0 | 0 | 0 | 0.117
2023 | TN | 13027 | Mountain Electric Coop, Inc | TVA | 16 | 0.126 | 0 | 0 | AC | 0.079 | 0.044 | 0 | 0 | 0 | 0.123 | . | . | . | . | . | 0 | . | . | . | . | . | 0 | 0 | 0 | 0 | 0 | 0 | 0 | 0 | 0.003 | 0 | 0 | 0 | 0.003 | 0 | 0 | 0 | 0 | 0 | 0 | 0 | 0 | 0 | 0 | 0 | 0 | 0 | 0 | 0 | 0 | 0 | 0 | 0 | 0 | 0 | 0 | 0 | 0 | 0 | 0 | 0 | 0 | 0 | 0 | 0.079 | 0.047 | 0 | 0 | 0 | 0.126
2023 | TN | 13039 | City of Mt Pleasant - (TN) | TVA | 1 | 0.006 | 0 | 0 | AC | 0.006 | 0 | 0 | 0 | 0 | 0.006 | 0 | 0 | 0 | 0 | 0 | 0 | . | . | . | . | . | 0 | 0 | 0 | 0 | 0 | 0 | 0 | 0 | 0 | 0 | 0 | 0 | 0 | 0 | 0 | 0 | 0 | 0 | 0 | 0 | 0 | 0 | 0 | 0 | 0 | 0 | 0 | 0 | 0 | 0 | 0 | 0 | 0 | 0 | 0 | 0 | 0 | 0 | 0 | 0 | 0 | 0 | 0 | 0.006 | 0 | 0 | 0 | 0 | 0.006
2023 | TN | 13216 | Nashville Electric Service | TVA | 343 | 6.487 | 0 | 0 | AC | 1.655 | 4.827 | 0 | 0 | 0 | 6.482 | 0 | 0 | 0 | 0 | 0 | 0 | . | . | . | . | . | 0 | 0 | 0.005 | 0 | 0 | 0 | 0.005 | 0 | 0 | 0 | 0 | 0 | 0 | 0 | 0 | 0 | 0 | 0 | 0 | 0 | 0 | 0 | 0 | 0 | 0 | 0 | 0 | 0 | 0 | 0 | 0 | 0 | 0 | 0 | 0 | 0 | 0 | 0 | 0 | 0 | 0 | 0 | 0 | 1.655 | 4.832 | 0 | 0 | 0 | 6.487
2023 | TN | 13550 | City of Newport - (TN) | TVA | 28 | 0.842 | 0 | 0 | AC | 0.09 | 0.75 | 0 | 0 | 0 | 0.84 | 0 | 0 | 0 | 0 | 0 | 0 | . | . | . | . | . | 0 | 0.002 | 0 | 0 | 0 | 0 | 0.002 | 0 | 0 | 0 | 0 | 0 | 0 | 0 | 0 | 0 | 0 | 0 | 0 | 0 | 0 | 0 | 0 | 0 | 0 | 0 | 0 | 0 | 0 | 0 | 0 | 0 | 0 | 0 | 0 | 0 | 0 | 0 | 0 | 0 | 0 | 0 | 0 | 0.092 | 0.75 | 0 | 0 | 0 | 0.842
2023 | TN | 13933 | City of Oak Ridge | TVA | 17 | 0.434 | 0 | 0 | AC | 0.078 | 0.356 | 0 | 0 | 0 | 0.434 | 0 | 0 | 0 | 0 | 0 | 0 | . | . | . | . | . | 0 | 0 | 0 | 0 | 0 | 0 | 0 | 0 | 0 | 0 | 0 | 0 | 0 | 0 | 0 | 0 | 0 | 0 | 0 | 0 | 0 | 0 | 0 | 0 | 0 | 0 | 0 | 0 | 0 | 0 | 0 | 0 | 0 | 0 | 0 | 0 | 0 | 0 | 0 | 0 | 0 | 0 | 0 | 0.078 | 0.356 | 0 | 0 | 0 | 0.434
2023 | TN | 14455 | City of Paris - (TN) | TVA | 27 | 0.422 | 0 | 0 | AC | 0.129 | 0.291 | 0 | 0 | 0 | 0.42 | 0 | 0 | 0 | 0 | 0 | 0 | . | . | . | . | . | 0 | 0.002 | 0 | 0 | 0 | 0 | 0.002 | 0 | 0 | 0 | 0 | 0 | 0 | 0 | 0 | 0 | 0 | 0 | 0 | 0 | 0 | 0 | 0 | 0 | 0 | 0 | 0 | 0 | 0 | 0 | 0 | 0 | 0 | 0 | 0 | 0 | 0 | 0 | 0 | 0 | 0 | 0 | 0 | 0.131 | 0.291 | 0 | 0 | 0 | 0.422
2023 | TN | 15016 | Pickwick Electric Coop | TVA | 2 | 0.017 | 0 | 0 | AC | 0.017 | 0 | 0 | 0 | 0 | 0.017 | 0 | 0 | 0 | 0 | 0 | 0 | . | . | . | . | . | 0 | 0 | 0 | 0 | 0 | 0 | 0 | 0 | 0 | 0 | 0 | 0 | 0 | 0 | 0 | 0 | 0 | 0 | 0 | 0 | 0 | 0 | 0 | 0 | 0 | 0 | 0 | 0 | 0 | 0 | 0 | 0 | 0 | 0 | 0 | 0 | 0 | 0 | 0 | 0 | 0 | 0 | 0 | 0.017 | 0 | 0 | 0 | 0 | 0.017
2023 | TN | 15141 | Plateau Electric Cooperative | TVA | 3 | 0.052 | 0 | 0 | AC | 0.005 | 0.047 | 0 | 0 | 0 | 0.052 | 0 | 0 | 0 | 0 | 0 | 0 | . | . | . | . | . | 0 | 0 | 0 | 0 | 0 | 0 | 0 | 0 | 0 | 0 | 0 | 0 | 0 | 0 | 0 | 0 | 0 | 0 | 0 | 0 | 0 | 0 | 0 | 0 | 0 | 0 | 0 | 0 | 0 | 0 | 0 | 0 | 0 | 0 | 0 | 0 | 0 | 0 | 0 | 0 | 0 | 0 | 0 | 0.005 | 0.047 | 0 | 0 | 0 | 0.052
2023 | TN | 15293 | Powell Valley Electric Coop | TVA | 17 | 0.377 | 0 | 0 | AC | 0.081 | 0.296 | 0 | 0 | 0 | 0.377 | . | . | . | . | . | 0 | . | . | . | . | . | 0 | 0 | 0 | 0 | 0 | 0 | 0 | 0 | 0 | 0 | 0 | 0 | 0 | 0 | 0 | 0 | 0 | 0 | 0 | 0 | 0 | 0 | 0 | 0 | 0 | 0 | 0 | 0 | 0 | 0 | 0 | 0 | 0 | 0 | 0 | 0 | 0 | 0 | 0 | 0 | 0 | 0 | 0 | 0.081 | 0.296 | 0 | 0 | 0 | 0.377
2023 | TN | 15507 | City of Pulaski - (TN) | TVA | 26 | 2.133 | 0 | 0 | AC | 0.101 | 2.032 | 0 | 0 | 0 | 2.133 | 0 | 0 | 0 | 0 | 0 | 0 | . | . | . | . | . | 0 | 0 | 0 | 0 | 0 | 0 | 0 | 0 | 0 | 0 | 0 | 0 | 0 | 0 | 0 | 0 | 0 | 0 | 0 | 0 | 0 | 0 | 0 | 0 | 0 | 0 | 0 | 0 | 0 | 0 | 0 | 0 | 0 | 0 | 0 | 0 | 0 | 0 | 0 | 0 | 0 | 0 | 0 | 0.101 | 2.032 | 0 | 0 | 0 | 2.133
2023 | TN | 16223 | City of Rockwood - (TN) | TVA | 12 | 0.216 | 0 | 0 | AC | 0.054 | 0.162 | 0 | 0 | 0 | 0.216 | 0 | 0 | 0 | 0 | 0 | 0 | . | . | . | . | . | 0 | 0 | 0 | 0 | 0 | 0 | 0 | 0 | 0 | 0 | 0 | 0 | 0 | 0 | 0 | 0 | 0 | 0 | 0 | 0 | 0 | 0 | 0 | 0 | 0 | 0 | 0 | 0 | 0 | 0 | 0 | 0 | 0 | 0 | 0 | 0 | 0 | 0 | 0 | 0 | 0 | 0 | 0 | 0.054 | 0.162 | 0 | 0 | 0 | 0.216
2023 | TN | 16930 | Sequachee Valley Electric Coop | TVA | 56 | 1.237 | 0 | 0 | AC | 0.555 | 0.682 | 0 | 0 | 0 | 1.237 | 0 | 0 | 0 | 0 | 0 | 0 | . | . | . | . | . | 0 | 0 | 0 | 0 | 0 | 0 | 0 | 0 | 0 | 0 | 0 | 0 | 0 | 0 | 0 | 0 | 0 | 0 | 0 | 0 | 0 | 0 | 0 | 0 | 0 | 0 | 0 | 0 | 0 | 0 | 0 | 0 | 0 | 0 | 0 | 0 | 0 | 0 | 0 | 0 | 0 | 0 | 0 | 0.555 | 0.682 | 0 | 0 | 0 | 1.237
2023 | TN | 16949 | Sevier County Electric System | TVA | 42 | 0.474 | 0 | 0 | AC | 0.215 | 0.259 | 0 | 0 | 0 | 0.474 | 0 | 0 | 0 | 0 | 0 | 0 | . | . | . | . | . | 0 | 0 | 0 | 0 | 0 | 0 | 0 | 0 | 0 | 0 | 0 | 0 | 0 | 0 | 0 | 0 | 0 | 0 | 0 | 0 | 0 | 0 | 0 | 0 | 0 | 0 | 0 | 0 | 0 | 0 | 0 | 0 | 0 | 0 | 0 | 0 | 0 | 0 | 0 | 0 | 0 | 0 | 0 | 0.215 | 0.259 | 0 | 0 | 0 | 0.474
2023 | TN | 17047 | City of Shelbyville - (TN) | TVA | 1 | 0.049 | 0 | 0 | AC | 0 | 0.049 | 0 | 0 | 0 | 0.049 | 0 | 0 | 0 | 0 | 0 | 0 | . | . | . | . | . | 0 | 0 | 0 | 0 | 0 | 0 | 0 | 0 | 0 | 0 | 0 | 0 | 0 | 0 | 0 | 0 | 0 | 0 | 0 | 0 | 0 | 0 | 0 | 0 | 0 | 0 | 0 | 0 | 0 | 0 | 0 | 0 | 0 | 0 | 0 | 0 | 0 | 0 | 0 | 0 | 0 | 0 | 0 | 0 | 0.049 | 0 | 0 | 0 | 0.049
2023 | TN | 17452 | City of Smithville - (TN) | TVA | 1 | 0.024 | 0 | 0 | AC | 0 | 0.024 | 0 | 0 | 0 | 0.024 | 0 | 0 | 0 | 0 | 0 | 0 | . | . | . | . | . | 0 | 0 | 0 | 0 | 0 | 0 | 0 | 0 | 0 | 0 | 0 | 0 | 0 | 0 | 0 | 0 | 0 | 0 | 0 | 0 | 0 | 0 | 0 | 0 | 0 | 0 | 0 | 0 | 0 | 0 | 0 | 0 | 0 | 0 | 0 | 0 | 0 | 0 | 0 | 0 | 0 | 0 | 0 | 0 | 0.024 | 0 | 0 | 0 | 0.024
2023 | TN | 17694 | Southwest Tennessee E M C | TVA | 22 | 0.496 | 0 | 0 | AC | 0.102 | 0.394 | 0 | 0 | 0 | 0.496 | 0 | 0 | 0 | 0 | 0 | 0 | . | . | . | . | . | 0 | 0 | 0 | 0 | 0 | 0 | 0 | 0 | 0 | 0 | 0 | 0 | 0 | 0 | 0 | 0 | 0 | 0 | 0 | 0 | 0 | 0 | 0 | 0 | 0 | 0 | 0 | 0 | 0 | 0 | 0 | 0 | 0 | 0 | 0 | 0 | 0 | 0 | 0 | 0 | 0 | 0 | 0 | 0.102 | 0.394 | 0 | 0 | 0 | 0.496
2023 | TN | 17740 | City of Sparta | TVA | 1 | 0.018 | 0 | 0 | AC | 0.018 | 0 | 0 | 0 | 0 | 0.018 | 0 | 0 | 0 | 0 | 0 | 0 | . | . | . | . | . | 0 | 0 | 0 | 0 | 0 | 0 | 0 | 0 | 0 | 0 | 0 | 0 | 0 | 0 | 0 | 0 | 0 | 0 | 0 | 0 | 0 | 0 | 0 | 0 | 0 | 0 | 0 | 0 | 0 | 0 | 0 | 0 | 0 | 0 | 0 | 0 | 0 | 0 | 0 | 0 | 0 | 0 | 0 | 0.018 | 0 | 0 | 0 | 0 | 0.018
2023 | TN | 17829 | City of Springfield - (TN) | TVA | 4 | 0.068 | 0 | 0 | AC | 0.015 | 0.053 | 0 | 0 | 0 | 0.068 | 0 | 0 | 0 | 0 | 0 | 0 | . | . | . | . | . | 0 | 0 | 0 | 0 | 0 | 0 | 0 | 0 | 0 | 0 | 0 | 0 | 0 | 0 | 0 | 0 | 0 | 0 | 0 | 0 | 0 | 0 | 0 | 0 | 0 | 0 | 0 | 0 | 0 | 0 | 0 | 0 | 0 | 0 | 0 | 0 | 0 | 0 | 0 | 0 | 0 | 0 | 0 | 0.015 | 0.053 | 0 | 0 | 0 | 0.068
2023 | TN | 18006 | City of Starkville | TVA | 5 | 0.305 | 0 | 0 | AC | 0.005 | 0.3 | 0 | 0 | 0 | 0.305 | 0 | 0 | 0 | 0 | 0 | 0 | . | . | . | . | . | 0 | 0 | 0 | 0 | 0 | 0 | 0 | 0 | 0 | 0 | 0 | 0 | 0 | 0 | 0 | 0 | 0 | 0 | 0 | 0 | 0 | 0 | 0 | 0 | 0 | 0 | 0 | 0 | 0 | 0 | 0 | 0 | 0 | 0 | 0 | 0 | 0 | 0 | 0 | 0 | 0 | 0 | 0 | 0.005 | 0.3 | 0 | 0 | 0 | 0.305
2023 | TN | 18384 | City of Sweetwater | TVA | 13 | 0.281 | 0 | 0 | AC | 0.127 | 0.154 | 0 | 0 | 0 | 0.281 | 0 | 0 | 0 | 0 | 0 | 0 | . | . | . | . | . | 0 | 0 | 0 | 0 | 0 | 0 | 0 | 0 | 0 | 0 | 0 | 0 | 0 | 0 | 0 | 0 | 0 | 0 | 0 | 0 | 0 | 0 | 0 | 0 | 0 | 0 | 0 | 0 | 0 | 0 | 0 | 0 | 0 | 0 | 0 | 0 | 0 | 0 | 0 | 0 | 0 | 0 | 0 | 0.127 | 0.154 | 0 | 0 | 0 | 0.281
2023 | TN | 18643 | Tennessee Valley Electric Coop | TVA | 9 | 0.074 | 0 | 0 | AC | 0.053 | 0.021 | 0 | 0 | 0 | 0.074 | 0 | 0 | 0 | 0 | 0 | 0 | . | . | . | . | . | 0 | 0 | 0 | 0 | 0 | 0 | 0 | 0 | 0 | 0 | 0 | 0 | 0 | 0 | 0 | 0 | 0 | 0 | 0 | 0 | 0 | 0 | 0 | 0 | 0 | 0 | 0 | 0 | 0 | 0 | 0 | 0 | 0 | 0 | 0 | 0 | 0 | 0 | 0 | 0 | 0 | 0 | 0 | 0.053 | 0.021 | 0 | 0 | 0 | 0.074
2023 | TN | 19154 | Tri-State Electric Member Corp | TVA | 9 | 0.165 | 0 | 0 | AC | 0.072 | 0.093 | 0 | 0 | 0 | 0.165 | . | . | . | . | . | 0 | . | . | . | . | . | 0 | 0 | 0 | 0 | 0 | 0 | 0 | 0 | 0 | 0 | 0 | 0 | 0 | 0 | 0 | 0 | 0 | 0 | 0 | 0 | 0 | 0 | 0 | 0 | 0 | 0 | 0 | 0 | 0 | 0 | 0 | 0 | 0 | 0 | 0 | 0 | 0 | 0 | 0 | 0 | 0 | 0 | 0 | 0.072 | 0.093 | 0 | 0 | 0 | 0.165
2023 | TN | 19162 | Tri-County Elec Member Corp (TN) | TVA | 8 | 0.074 | 0 | 0 | AC | 0.067 | 0.007 | 0 | 0 | 0 | 0.074 | . | . | . | . | . | 0 | . | . | . | . | . | 0 | 0 | 0 | 0 | 0 | 0 | 0 | 0 | 0 | 0 | 0 | 0 | 0 | 0 | 0 | 0 | 0 | 0 | 0 | 0 | 0 | 0 | 0 | 0 | 0 | 0 | 0 | 0 | 0 | 0 | 0 | 0 | 0 | 0 | 0 | 0 | 0 | 0 | 0 | 0 | 0 | 0 | 0 | 0.067 | 0.007 | 0 | 0 | 0 | 0.074
2023 | TN | 19266 | Tullahoma Board-Public Utils | TVA | 4 | 0.074 | 0 | 0 | AC | 0.024 | 0.05 | 0 | 0 | 0 | 0.074 | 0 | 0 | 0 | 0 | 0 | 0 | . | . | . | . | . | 0 | 0 | 0 | 0 | 0 | 0 | 0 | 0 | 0 | 0 | 0 | 0 | 0 | 0 | 0 | 0 | 0 | 0 | 0 | 0 | 0 | 0 | 0 | 0 | 0 | 0 | 0 | 0 | 0 | 0 | 0 | 0 | 0 | 0 | 0 | 0 | 0 | 0 | 0 | 0 | 0 | 0 | 0 | 0.024 | 0.05 | 0 | 0 | 0 | 0.074
2023 | TN | 19430 | City of Union City | TVA | 2 | 0.015 | 0 | 0 | AC | 0.015 | 0 | 0 | 0 | 0 | 0.015 | 0 | 0 | 0 | 0 | 0 | 0 | . | . | . | . | . | 0 | 0 | 0 | 0 | 0 | 0 | 0 | 0 | 0 | 0 | 0 | 0 | 0 | 0 | 0 | 0 | 0 | 0 | 0 | 0 | 0 | 0 | 0 | 0 | 0 | 0 | 0 | 0 | 0 | 0 | 0 | 0 | 0 | 0 | 0 | 0 | 0 | 0 | 0 | 0 | 0 | 0 | 0 | 0.015 | 0 | 0 | 0 | 0 | 0.015
2023 | TN | 19574 | Upper Cumberland E M C | TVA | 37 | 0.436 | 0 | 0 | AC | 0.209 | 0.227 | 0 | 0 | 0 | 0.436 | 0 | 0 | 0 | 0 | 0 | 0 | . | . | . | . | . | 0 | 0 | 0 | 0 | 0 | 0 | 0 | 0 | 0 | 0 | 0 | 0 | 0 | 0 | 0 | 0 | 0 | 0 | 0 | 0 | 0 | 0 | 0 | 0 | 0 | 0 | 0 | 0 | 0 | 0 | 0 | 0 | 0 | 0 | 0 | 0 | 0 | 0 | 0 | 0 | 0 | 0 | 0 | 0.209 | 0.227 | 0 | 0 | 0 | 0.436
2023 | TN | 19898 | Volunteer Electric Coop | TVA | 181 | 3.078 | 0 | 0 | AC | 1.997 | 1.081 | 0 | 0 | 0 | 3.078 | 0 | 0 | 0 | 0 | 0 | 0 | . | . | . | . | . | 0 | 0 | 0 | 0 | 0 | 0 | 0 | 0 | 0 | 0 | 0 | 0 | 0 | 0 | 0 | 0 | 0 | 0 | 0 | 0 | 0 | 0 | 0 | 0 | 0 | 0 | 0 | 0 | 0 | 0 | 0 | 0 | 0 | 0 | 0 | 0 | 0 | 0 | 0 | 0 | 0 | 0 | 0 | 1.997 | 1.081 | 0 | 0 | 0 | 3.078
2023 | TN | 20228 | Weakley County Mun Elec Sys | TVA | 9 | 0.144 | 0 | 0 | AC | 0.057 | 0.087 | 0 | 0 | 0 | 0.144 | 0 | 0 | 0 | 0 | 0 | 0 | . | . | . | . | . | 0 | 0 | 0 | 0 | 0 | 0 | 0 | 0 | 0 | 0 | 0 | 0 | 0 | 0 | 0 | 0 | 0 | 0 | 0 | 0 | 0 | 0 | 0 | 0 | 0 | 0 | 0 | 0 | 0 | 0 | 0 | 0 | 0 | 0 | 0 | 0 | 0 | 0 | 0 | 0 | 0 | 0 | 0 | 0.057 | 0.087 | 0 | 0 | 0 | 0.144
2023 | TN | 20793 | City of Winchester - (TN) | TVA | 3 | 0.069 | 0 | 0 | AC | 0.01 | 0.059 | 0 | 0 | 0 | 0.069 | 0 | 0 | 0 | 0 | 0 | 0 | . | . | . | . | . | 0 | 0 | 0 | 0 | 0 | 0 | 0 | 0 | 0 | 0 | 0 | 0 | 0 | 0 | 0 | 0 | 0 | 0 | 0 | 0 | 0 | 0 | 0 | 0 | 0 | 0 | 0 | 0 | 0 | 0 | 0 | 0 | 0 | 0 | 0 | 0 | 0 | 0 | 0 | 0 | 0 | 0 | 0 | 0.01 | 0.059 | 0 | 0 | 0 | 0.069
2023 | TN | 40166 | Chickasaw Electric Coop, Inc | TVA | 12 | 0.121 | 0 | 0 | AC | 0.121 | 0 | 0 | 0 | 0 | 0.121 | 0 | 0 | 0 | 0 | 0 | 0 | . | . | . | . | . | 0 | 0 | 0 | 0 | 0 | 0 | 0 | 0 | 0 | 0 | 0 | 0 | 0 | 0 | 0 | 0 | 0 | 0 | 0 | 0 | 0 | 0 | 0 | 0 | 0 | 0 | 0 | 0 | 0 | 0 | 0 | 0 | 0 | 0 | 0 | 0 | 0 | 0 | 0 | 0 | 0 | 0 | 0 | 0.121 | 0 | 0 | 0 | 0 | 0.121
2023 | TN | 40236 | Forked Deer Electric Coop, Inc | TVA | 5 | 0.02 | 0 | 0 | AC | 0.019 | 0 | 0 | 0 | 0 | 0.019 | 0 | 0 | 0 | 0 | 0 | 0 | . | . | . | . | . | 0 | 0.001 | 0 | 0 | 0 | 0 | 0.001 | 0 | 0 | 0 | 0 | 0 | 0 | 0 | 0 | 0 | 0 | 0 | 0 | 0 | 0 | 0 | 0 | 0 | 0 | 0 | 0 | 0 | 0 | 0 | 0 | 0 | 0 | 0 | 0 | 0 | 0 | 0 | 0 | 0 | 0 | 0 | 0 | 0.02 | 0 | 0 | 0 | 0 | 0.02
2023 | TX | 1015 | Austin Energy | ERCO | 16008 | 129.646 | 0 | 0.958 | AC | 87.252 | 34.061 | . | . | 1.581 | 122.894 | 6.743 | 0.009 | . | . | . | 6.752 | 17.539 | 0.021 | . | . | . | 17.56 | . | . | . | . | . | 0 | . | . | . | . | . | 0 | . | . | . | . | . | 0 | . | . | . | . | . | 0 | . | . | . | . | . | 0 | . | . | . | . | . | 0 | . | . | . | . | . | 0 | 93.995 | 34.07 | 0 | 0 | 1.581 | 129.646
2023 | TX | 1169 | Bailey County Elec Coop Assn | SWPP | 39 | 4.4 | . | . |  | . | . | . | . | . | 0 | . | . | . | . | . | 0 | . | . | . | . | . | 0 | . | . | . | . | . | 0 | . | . | . | . | . | 0 | . | . | . | . | . | 0 | 0.25 | 3.59 | 0.56 | . | . | 4.4 | . | . | . | . | . | 0 | . | . | . | . | . | 0 | . | . | . | . | . | 0 | 0.25 | 3.59 | 0.56 | 0 | 0 | 4.4
2023 | TX | 1273 | Bartlett Electric Coop, Inc | ERCO | 5 | 2.447 | 0.797 | 0.797 | AC | . | . | . | . | 1.65 | 1.65 | . | . | . | . | . | 0 | . | . | . | . | . | 0 | . | . | . | . | . | 0 | . | . | . | . | . | 0 | . | . | . | . | . | 0 | . | 0.797 | . | . | . | 0.797 | . | . | . | . | . | 0 | . | . | . | . | . | 0 | . | . | . | . | . | 0 | 0 | 0.797 | 0 | 0 | 1.65 | 2.447
2023 | TX | 1892 | Bluebonnet Electric Coop, Inc | ERCO | 2990 | 34.708 | . | . | AC | 21.716 | 10.685 | . | . | . | 32.401 | 2.265 | 0.042 | . | . | . | 2.307 | . | . | . | . | . | 0 | . | . | . | . | . | 0 | . | . | . | . | . | 0 | . | . | . | . | . | 0 | . | . | . | . | . | 0 | . | . | . | . | . | 0 | . | . | . | . | . | 0 | . | . | . | . | . | 0 | 23.981 | 10.727 | 0 | 0 | 0 | 34.708
2023 | TX | 2049 | Bowie-Cass Electric Coop, Inc | SWPP | 116 | 0.877 | . | . | AC | 0.696 | 0.181 | . | . | . | 0.877 | . | . | . | . | . | 0 | . | . | . | . | . | 0 | . | . | . | . | . | 0 | . | . | . | . | . | 0 | . | . | . | . | . | 0 | . | . | . | . | . | 0 | . | . | . | . | . | 0 | . | . | . | . | . | 0 | . | . | . | . | . | 0 | 0.696 | 0.181 | 0 | 0 | 0 | 0.877
2023 | TX | 3278 | AEP Texas Central Company | ERCO | 20910 | 220.629 | . | . | AC | 182.022 | 12.939 | 0.795 | . | . | 195.756 | 3.638 | 0.026 | . | . | . | 3.664 | 9.427 | 0.042 | . | . | . | 9.469 | 0.127 | 0.316 | 0.01 | . | . | 0.453 | . | . | . | . | . | 0 | . | . | . | . | . | 0 | . | 20.625 | . | . | . | 20.625 | . | . | . | . | . | 0 | . | . | . | . | . | 0 | 0.07 | 0.061 | . | . | . | 0.131 | 185.857 | 33.967 | 0.805 | 0 | 0 | 220.629
2023 | TX | 4146 | Concho Valley Elec Coop Inc | ERCO | 118 | 1.74 | . | . | DC | 1.416 | 0.079 | . | . | . | 1.495 | 0.245 | . | . | . | . | 0.245 | 0.379 | . | . | . | . | 0.379 | . | . | . | . | . | 0 | . | . | . | . | . | 0 | . | . | . | . | . | 0 | . | . | . | . | . | 0 | . | . | . | . | . | 0 | . | . | . | . | . | 0 | . | . | . | . | . | 0 | 1.661 | 0.079 | 0 | 0 | 0 | 1.74
2023 | TX | 5063 | City of Denton - (TX) | ERCO | 7 | 0.315 | . | . | AC | . | 0.01 | . | . | . | 0.01 | . | . | . | . | . | 0 | . | . | . | . | . | 0 | . | 0.305 | . | . | . | 0.305 | . | . | . | . | . | 0 | . | . | . | . | . | 0 | . | . | . | . | . | 0 | . | . | . | . | . | 0 | . | . | . | . | . | 0 | . | . | . | . | . | 0 | 0 | 0.315 | 0 | 0 | 0 | 0.315
2023 | TX | 5078 | Denton County Elec Coop, Inc | ERCO | 21 | 14.9 | . | . | DC | . | . | . | . | . | 0 | . | . | . | . | . | 0 | . | . | . | . | . | 0 | . | . | . | . | . | 0 | . | . | . | . | . | 0 | . | . | . | . | . | 0 | . | 14.9 | . | . | . | 14.9 | . | . | . | . | . | 0 | . | . | . | . | . | 0 | . | . | . | . | . | 0 | 0 | 14.9 | 0 | 0 | 0 | 14.9
2023 | TX | 6182 | Farmers Electric Coop, Inc - (TX) | ERCO | 9 | 7.833 | . | 7.833 | AC | . | . | . | . | 7.833 | 7.833 | . | . | . | . | . | 0 | . | . | . | . | . | 0 | . | . | . | . | . | 0 | . | . | . | . | . | 0 | . | . | . | . | . | 0 | . | . | . | . | . | 0 | . | . | . | . | . | 0 | . | . | . | . | . | 0 | . | . | . | . | . | 0 | 0 | 0 | 0 | 0 | 7.833 | 7.833
2023 | TX | 8898 | Houston County Elec Coop Inc | ERCO | 102 | 1.84 | . | . | AC | 0.85 | . | . | . | 0.99 | 1.84 | . | . | . | . | . | 0 | . | . | . | . | . | 0 | . | . | . | . | . | 0 | . | . | . | . | . | 0 | . | . | . | . | . | 0 | . | . | . | . | . | 0 | . | . | . | . | . | 0 | . | . | . | . | . | 0 | . | . | . | . | . | 0 | 0.85 | 0 | 0 | 0 | 0.99 | 1.84
2023 | TX | 8901 | CenterPoint Energy | ERCO | 46132 | 421.032 | 3.8 | 0 | AC | 384.531 | 12.307 | 0 | 0 | 0 | 396.838 | 6.188 | 0.054 | 0 | 0 | 0 | 6.242 | 100.711 | 1.506 | 0 | 0 | 0 | 102.217 | 0.032 | 0.04 | 0 | 0 | 0 | 0.072 | 0 | 0.112 | 0 | 0 | 0 | 0.112 | 0 | 0 | 0 | 0 | 0 | 0 | 0.04 | 17.728 | 0 | 0 | 0 | 17.768 | 0 | 0 | 0 | 0 | 0 | 0 | 0 | 0 | 0 | 0 | 0 | 0 | 0 | 0 | 0 | 0 | 0 | 0 | 390.791 | 30.241 | 0 | 0 | 0 | 421.032
2023 | TX | 10625 | Lamb County Electric Coop, Inc | SWPP | 7 | 0.067 | . | . | AC | 0.065 | . | . | . | . | 0.065 | . | . | . | . | . | 0 | . | . | . | . | . | 0 | 0.002 | . | . | . | . | 0.002 | . | . | . | . | . | 0 | . | . | . | . | . | 0 | . | . | . | . | . | 0 | . | . | . | . | . | 0 | . | . | . | . | . | 0 | . | . | . | . | . | 0 | 0.067 | 0 | 0 | 0 | 0 | 0.067
2023 | TX | 10649 | Lamar County Elec Coop Assn | ERCO | 78 | 0.748 | . | . | DC | 0.748 | . | . | . | . | 0.748 | . | . | . | . | . | 0 | . | . | . | . | . | 0 | . | . | . | . | . | 0 | . | . | . | . | . | 0 | . | . | . | . | . | 0 | . | . | . | . | . | 0 | . | . | . | . | . | 0 | . | . | . | . | . | 0 | . | . | . | . | . | 0 | 0.748 | 0 | 0 | 0 | 0 | 0.748
2023 | TX | 11501 | Magic Valley Electric Coop Inc | ERCO | 6 | 5.955 | . | . | AC | . | . | . | . | 5.955 | 5.955 | . | . | . | . | . | 0 | . | . | . | . | . | 0 | . | . | . | . | . | 0 | . | . | . | . | . | 0 | . | . | . | . | . | 0 | . | . | . | . | . | 0 | . | . | . | . | . | 0 | . | . | . | . | . | 0 | . | . | . | . | . | 0 | 0 | 0 | 0 | 0 | 5.955 | 5.955
2023 | TX | 16638 | San Bernard Electric Coop, Inc | ERCO | 6 | 0.652 | 0.652 | 0.652 | AC | . | . | . | . | . | 0 | . | . | . | . | . | 0 | . | . | . | . | . | 0 | . | . | . | . | . | 0 | . | . | . | . | . | 0 | . | . | . | . | . | 0 | . | . | . | . | 0.652 | 0.652 | . | . | . | . | . | 0 | . | . | . | . | . | 0 | . | . | . | . | . | 0 | 0 | 0 | 0 | 0 | 0.652 | 0.652
2023 | TX | 16900 | City of Seguin - (TX) | ERCO | 91 | 5.66 | . | . | AC | 0.636 | 5.024 | . | . | . | 5.66 | . | . | . | . | . | 0 | . | . | . | . | . | 0 | . | . | . | . | . | 0 | . | . | . | . | . | 0 | . | . | . | . | . | 0 | . | . | . | . | . | 0 | . | . | . | . | . | 0 | . | . | . | . | . | 0 | . | . | . | . | . | 0 | 0.636 | 5.024 | 0 | 0 | 0 | 5.66
2023 | TX | 17698 | Southwestern Electric Power Co | SWPP | 833 | 7.745 | . | . | AC | 5.991 | 0.48 | 0.871 | . | . | 7.342 | 0.36 | . | . | . | . | 0.36 | 0.929 | . | . | . | . | 0.929 | . | . | . | . | . | 0 | . | . | . | . | . | 0 | . | . | . | . | . | 0 | . | . | . | . | . | 0 | . | . | . | . | . | 0 | . | . | . | . | . | 0 | 0.043 | . | . | . | . | 0.043 | 6.394 | 0.48 | 0.871 | 0 | 0 | 7.745
2023 | TX | 19490 | United Electric Coop Service Inc - (TX) | ERCO | 1 | 0.26 | . | . | DC | . | 0.26 | . | . | . | 0.26 | . | . | . | . | . | 0 | . | . | . | . | . | 0 | . | . | . | . | . | 0 | . | . | . | . | . | 0 | . | . | . | . | . | 0 | . | . | . | . | . | 0 | . | . | . | . | . | 0 | . | . | . | . | . | 0 | . | . | . | . | . | 0 | 0 | 0.26 | 0 | 0 | 0 | 0.26
2023 | TX | 20404 | AEP Texas North Company | ERCO | 3989 | 33.396 | . | . | AC | 30.13 | 2.05 | 0.143 | . | . | 32.323 | 0.658 | . | 0.015 | . | . | 0.673 | 1.659 | . | 0.016 | . | . | 1.675 | 0.08 | 0.151 | 0.004 | . | . | 0.235 | . | . | . | . | . | 0 | . | . | . | . | . | 0 | . | 0.16 | . | . | . | 0.16 | . | . | . | . | . | 0 | . | . | . | . | . | 0 | 0.005 | . | . | . | . | 0.005 | 30.873 | 2.361 | 0.162 | 0 | 0 | 33.396
2023 | TX | 40051 | Texas-New Mexico Power Co | ERCO | 5475 | 65.321 | 0.4 | 0 | DC | 55.863 | 2.716 | . | . | . | 58.579 | 6.206 | 0.055 | . | . | . | 6.261 | 3.121 | 0.013 | . | . | . | 3.134 | 0.023 | 0.036 | . | . | . | 0.059 | . | . | . | . | . | 0 | . | . | . | . | . | 0 | . | 0.022 | . | . | . | 0.022 | . | . | . | . | . | 0 | . | 0.4 | . | . | . | 0.4 | . | . | . | . | . | 0 | 62.092 | 3.229 | 0 | 0 | 0 | 65.321
2023 | TX | 44372 | Oncor Electric Delivery Company LLC | ERCO | 106016 | 1047.391 | . | . | AC | 849.73 | 97.021 | . | . | . | 946.751 | 90.254 | 1.393 | . | . | . | 91.647 | . | . | . | . | . | 0 | 1.027 | 0.725 | . | . | . | 1.752 | . | . | . | . | . | 0 | . | . | . | . | . | 0 | . | . | . | . | . | 0 | . | . | . | . | . | 0 | . | . | . | . | . | 0 | 0.298 | 6.943 | . | . | . | 7.241 | 941.309 | 106.082 | 0 | 0 | 0 | 1047.391
2023 | TX | 55937 | Entergy Texas Inc. | MISO | 4 | 1.67 | . | 0.6 | DC | . | 1.07 | . | . | . | 1.07 | . | . | . | . | . | 0 | . | . | . | . | . | 0 | . | . | . | . | . | 0 | . | . | . | . | . | 0 | . | . | . | . | . | 0 | . | . | . | . | 0.6 | 0.6 | . | . | . | . | . | 0 | . | . | . | . | . | 0 | . | . | . | . | . | 0 | 0 | 1.07 | 0 | 0 | 0.6 | 1.67
2023 | TX | 99999 | State Adjustment | ERCO | . | -7.185 | . | . |  | -6.652 | -0.533 | . | . | . | -7.185 | . | . | . | . | . | . | . | . | . | . | . | . | . | . | . | . | . | . | . | . | . | . | . | . | . | . | . | . | . | . | . | . | . | . | . | . | . | . | . | . | . | . | . | . | . | . | . | . | . | . | . | . | . | . | -6.652 | -0.533 | . | . | . | -7.185
2023 | TX | 99999 | State Adjustment | MISO | . | -0.187 | . | . |  | . | -0.187 | . | . | . | -0.187 | . | . | . | . | . | . | . | . | . | . | . | . | . | . | . | . | . | . | . | . | . | . | . | . | . | . | . | . | . | . | . | . | . | . | . | . | . | . | . | . | . | . | . | . | . | . | . | . | . | . | . | . | . | . | . | -0.187 | . | . | . | -0.187
2023 | UT | 2010 | City of Bountiful | PACE | 42 | 0.296 | . | . | DC | 0.296 | . | . | . | . | 0.296 | . | . | . | . | . | 0 | . | . | . | . | . | 0 | . | . | . | . | . | 0 | . | . | . | . | . | 0 | . | . | . | . | . | 0 | . | . | . | . | . | 0 | . | . | . | . | . | 0 | . | . | . | . | . | 0 | . | . | . | . | . | 0 | 0.296 | 0 | 0 | 0 | 0 | 0.296
2023 | UT | 10879 | Lehi City Corporation | PACE | 1 | 0.8 | 0.8 | 0.8 |  | . | . | . | . | . | 0 | . | . | . | . | . | 0 | . | . | . | . | . | 0 | . | . | . | . | . | 0 | . | . | . | . | . | 0 | . | . | . | . | . | 0 | . | 0.8 | . | . | . | 0.8 | . | . | . | . | . | 0 | . | . | . | . | . | 0 | . | . | . | . | . | 0 | 0 | 0.8 | 0 | 0 | 0 | 0.8
2023 | UT | 11135 | City of Logan - (UT) | PACE | 3 | 1.62 | . | . | DC | . | . | . | . | 0.12 | 0.12 | . | . | . | . | . | 0 | . | . | . | . | . | 0 | . | . | . | . | . | 0 | . | . | . | . | 1.5 | 1.5 | . | . | . | . | . | 0 | . | . | . | . | . | 0 | . | . | . | . | . | 0 | . | . | . | . | . | 0 | . | . | . | . | . | 0 | 0 | 0 | 0 | 0 | 1.62 | 1.62
2023 | UT | 14354 | PacifiCorp | PACE | 10 | 3.986 | . | . | AC | . | . | . | . | 1.48 | 1.48 | . | . | . | . | 0.25 | 0.25 | . | . | . | . | 0.25 | 0.25 | . | . | . | . | . | 0 | . | . | . | . | 1.606 | 1.606 | . | . | . | . | . | 0 | . | . | . | . | . | 0 | . | . | . | . | . | 0 | . | . | . | . | 0.65 | 0.65 | . | . | . | . | . | 0 | 0 | 0 | 0 | 0 | 3.986 | 3.986
2023 | UT | 17845 | City of Springville - (UT) | PACE | 3 | 1 | 0 | 1 |  | . | . | . | . | . | 0 | . | . | . | . | . | 0 | . | . | . | . | . | 0 | . | . | . | . | . | 0 | . | . | . | . | 1 | 1 | . | . | . | . | . | 0 | . | . | . | . | . | 0 | . | . | . | . | . | 0 | . | . | . | . | . | 0 | . | . | . | . | . | 0 | 0 | 0 | 0 | 0 | 1 | 1
2023 | UT | 40165 | Dixie Escalante R E A, Inc | PACE | 1 | 0.17 | . | . | DC | . | 0.17 | . | . | . | 0.17 | . | . | . | . | . | 0 | . | . | . | . | . | 0 | . | . | . | . | . | 0 | . | . | . | . | . | 0 | . | . | . | . | . | 0 | . | . | . | . | . | 0 | . | . | . | . | . | 0 | . | . | . | . | . | 0 | . | . | . | . | . | 0 | 0 | 0.17 | 0 | 0 | 0 | 0.17
2023 | UT | 66058 | Ticaboo Electric Improvement District | WALC | 3 | 0.775 | . | 0.775 |  | . | . | . | . | . | 0 | . | . | . | . | . | 0 | . | . | . | . | . | 0 | . | . | . | . | . | 0 | . | . | . | . | . | 0 | . | . | . | . | . | 0 | 0.642 | 0.133 | . | . | . | 0.775 | . | . | . | . | . | 0 | . | . | . | . | . | 0 | . | . | . | . | . | 0 | 0.642 | 0.133 | 0 | 0 | 0 | 0.775
2023 | UT | 99999 | State Adjustment | PACE | . | -0.102 | . | . |  | -0.052 | -0.03 | . | . | -0.021 | -0.102 | . | . | . | . | . | . | . | . | . | . | . | . | . | . | . | . | . | . | . | . | . | . | . | . | . | . | . | . | . | . | . | . | . | . | . | . | . | . | . | . | . | . | . | . | . | . | . | . | . | . | . | . | . | . | -0.052 | -0.03 | . | . | -0.021 | -0.102
2023 | VA | 733 | Appalachian Power Co | PJM | 8 | 2.041 | . | . | AC | . | 0.45 | 0.066 | . | . | 0.516 | . | . | . | . | . | 0 | . | . | . | . | . | 0 | . | . | . | . | . | 0 | . | 0.51 | . | . | . | 0.51 | . | . | . | . | . | 0 | . | 0.95 | . | . | . | 0.95 | . | . | . | . | . | 0 | . | . | . | . | . | 0 | . | 0.065 | . | . | . | 0.065 | 0 | 1.975 | 0.066 | 0 | 0 | 2.041
2023 | VA | 1456 | Town of Bedford - (VA) | PJM | 28 | 18.093 | . | . | AC | 0.093 | . | . | . | 3 | 3.093 | . | . | . | . | . | 0 | . | . | . | . | . | 0 | . | . | . | . | . | 0 | . | . | . | . | 10 | 10 | . | . | . | . | . | 0 | . | . | . | . | 5 | 5 | . | . | . | . | . | 0 | . | . | . | . | . | 0 | . | . | . | . | . | 0 | 0.093 | 0 | 0 | 0 | 18 | 18.093
2023 | VA | 2248 | Bristol Virginia Utilities | TVA | 20 | 0.273 | 0 | 0 | AC | 0.098 | 0.175 | 0 | 0 | 0 | 0.273 | 0 | 0 | 0 | 0 | 0 | 0 | . | . | . | . | . | 0 | 0 | 0 | 0 | 0 | 0 | 0 | 0 | 0 | 0 | 0 | 0 | 0 | 0 | 0 | 0 | 0 | 0 | 0 | 0 | 0 | 0 | 0 | 0 | 0 | 0 | 0 | 0 | 0 | 0 | 0 | 0 | 0 | 0 | 0 | 0 | 0 | 0 | 0 | 0 | 0 | 0 | 0 | 0.098 | 0.175 | 0 | 0 | 0 | 0.273
2023 | VA | 13640 | Northern Virginia Elec Coop | PJM | 6 | 0.2 | 0 | 0 | AC | . | 0.2 | . | . | . | 0.2 | . | . | . | . | . | 0 | . | . | . | . | . | 0 | . | . | . | . | . | 0 | . | . | . | . | . | 0 | . | . | . | . | . | 0 | . | . | . | . | . | 0 | . | . | . | . | . | 0 | . | . | . | . | . | 0 | . | . | . | . | . | 0 | 0 | 0.2 | 0 | 0 | 0 | 0.2
2023 | VA | 15293 | Powell Valley Electric Coop | TVA | 4 | 0.038 | 0 | 0 | AC | 0.038 | 0 | 0 | 0 | 0 | 0.038 | . | . | . | . | . | 0 | . | . | . | . | . | 0 | 0 | 0 | 0 | 0 | 0 | 0 | 0 | 0 | 0 | 0 | 0 | 0 | 0 | 0 | 0 | 0 | 0 | 0 | 0 | 0 | 0 | 0 | 0 | 0 | 0 | 0 | 0 | 0 | 0 | 0 | 0 | 0 | 0 | 0 | 0 | 0 | 0 | 0 | 0 | 0 | 0 | 0 | 0.038 | 0 | 0 | 0 | 0 | 0.038
2023 | VA | 19876 | Virginia Electric & Power Co | PJM | 21 | 8.17 | 1.23 | 5.418 | AC | 0.037 | . | . | . | 4.698 | 4.735 | . | 1.2 | . | . | . | 1.2 | . | . | . | . | . | 0 | . | . | . | . | . | 0 | . | . | . | . | 0.26 | 0.26 | . | 0.6 | . | . | . | 0.6 | . | 0.625 | 0.75 | . | . | 1.375 | . | . | . | . | . | 0 | . | . | . | . | . | 0 | . | . | . | . | . | 0 | 0.037 | 2.425 | 0.75 | 0 | 4.958 | 8.17
2023 | VA | 40228 | Rappahannock Electric Coop | PJM | 2 | 1.55 | 0 | 0 |  | . | . | . | . | . | 0 | . | . | . | . | . | 0 | . | . | . | . | . | 0 | . | . | . | . | . | 0 | . | . | . | . | 1.55 | 1.55 | . | . | . | . | . | 0 | . | . | . | . | . | 0 | . | . | . | . | . | 0 | . | . | . | . | . | 0 | . | . | . | . | . | 0 | 0 | 0 | 0 | 0 | 1.55 | 1.55
2023 | VT | 2548 | City of Burlington Electric - (VT) | ISNE | 11 | 1.069 | 0 | 0.606 | AC | . | 1.069 | . | . | . | 1.069 | . | . | . | . | . | 0 | . | . | . | . | . | 0 | . | . | . | . | . | 0 | . | . | . | . | . | 0 | . | . | . | . | . | 0 | . | . | . | . | . | 0 | . | . | . | . | . | 0 | . | . | . | . | . | 0 | . | . | . | . | . | 0 | 0 | 1.069 | 0 | 0 | 0 | 1.069
2023 | VT | 7601 | Green Mountain Power Corp | ISNE | 5268 | 38.236 | 26.751 | 6.691 | AC | . | . | . | . | 1.25 | 1.25 | 26.751 | . | . | . | . | 26.751 | 72.282 | . | . | . | . | 72.282 | . | . | . | . | 0.048 | 0.048 | . | . | . | . | 5.207 | 5.207 | . | . | . | . | 0 | 0 | . | . | . | . | 4.98 | 4.98 | . | . | . | . | 0 | 0 | . | . | . | . | 0 | 0 | . | . | . | . | 0 | 0 | 26.751 | 0 | 0 | 0 | 11.485 | 38.236
2023 | WA | 3413 | PUD No 1 of Chelan County | CHPD | 33 | 0.156 | . | . | DC | . | . | . | . | 0.136 | 0.136 | . | . | . | . | . | 0 | . | . | . | . | . | 0 | . | . | . | . | 0.02 | 0.02 | . | . | . | . | . | 0 | . | . | . | . | . | 0 | . | . | . | . | . | 0 | . | . | . | . | . | 0 | . | . | . | . | . | 0 | . | . | . | . | . | 0 | 0 | 0 | 0 | 0 | 0.156 | 0.156
2023 | WA | 3660 | PUD No 1 of Clark County - (WA) | BPAT | 394 | 124.9 | 124.9 | 1.208 |  | . | . | . | . | . | 0 | . | . | . | . | . | 0 | . | . | . | . | . | 0 | . | . | . | . | . | 0 | . | . | . | . | . | 0 | . | . | . | . | . | 0 | . | 62.553 | 62.347 | . | . | 124.9 | . | . | . | . | . | 0 | . | . | . | . | . | 0 | . | . | . | . | . | 0 | 0 | 62.553 | 62.347 | 0 | 0 | 124.9
2023 | WA | 6149 | City of Ellensburg - (WA) | BPAT | 25 | 5.304 | 5 | 0.304 | DC | . | . | . | . | 0.304 | 0.304 | . | . | . | . | . | 0 | . | . | . | . | . | 0 | . | . | . | . | . | 0 | . | . | . | . | . | 0 | . | . | . | . | . | 0 | . | 5 | . | . | . | 5 | . | . | . | . | . | 0 | . | . | . | . | . | 0 | . | . | . | . | . | 0 | 0 | 5 | 0 | 0 | 0.304 | 5.304
2023 | WA | 15500 | Puget Sound Energy Inc | PSEI | 26 | 7.932 | . | . | AC | . | 4.261 | . | . | . | 4.261 | . | . | . | . | . | 0 | . | . | . | . | . | 0 | . | 0.228 | . | . | . | 0.228 | . | 0.568 | . | . | . | 0.568 | . | . | . | . | . | 0 | . | 2.875 | . | . | . | 2.875 | . | . | . | . | . | 0 | . | . | . | . | . | 0 | . | . | . | . | . | 0 | 0 | 7.932 | 0 | 0 | 0 | 7.932
2023 | WA | 17470 | PUD No 1 of Snohomish County | BPAT | 2 | 1.325 | . | 1.15 |  | . | . | . | . | . | 0 | . | . | . | . | . | 0 | . | . | . | . | . | 0 | . | . | . | . | . | 0 | . | . | . | . | 0.65 | 0.65 | . | . | . | . | . | 0 | . | 0.675 | . | . | . | 0.675 | . | . | . | . | . | 0 | . | . | . | . | . | 0 | . | . | . | . | . | 0 | 0 | 0.675 | 0 | 0 | 0.65 | 1.325
2023 | WA | 19784 | Vera Irrigation District #15 | BPAT | 2 | 0.02 | . | . | AC | 0.02 | . | . | . | . | 0.02 | . | . | . | . | . | 0 | . | . | . | . | . | 0 | . | . | . | . | . | 0 | . | . | . | . | . | 0 | . | . | . | . | . | 0 | . | . | . | . | . | 0 | . | . | . | . | . | 0 | . | . | . | . | . | 0 | . | . | . | . | . | 0 | 0.02 | 0 | 0 | 0 | 0 | 0.02
2023 | WA | 99999 | State Adjustment | BPAT | . | 0.509 | . | . |  | 0.534 | 0.028 | . | . | -0.053 | 0.509 | . | . | . | . | . | . | . | . | . | . | . | . | . | . | . | . | . | . | . | . | . | . | . | . | . | . | . | . | . | . | . | . | . | . | . | . | . | . | . | . | . | . | . | . | . | . | . | . | . | . | . | . | . | . | 0.534 | 0.028 | . | . | -0.053 | 0.509
2023 | WA | 99999 | State Adjustment | CHPD | . | -0.024 | . | . |  | . | . | . | . | -0.024 | -0.024 | . | . | . | . | . | . | . | . | . | . | . | . | . | . | . | . | . | . | . | . | . | . | . | . | . | . | . | . | . | . | . | . | . | . | . | . | . | . | . | . | . | . | . | . | . | . | . | . | . | . | . | . | . | . | . | . | . | . | -0.024 | -0.024
2023 | WI | 4247 | Consolidated Water Power Co | MISO | 39 | 35.687 | 0 | 35.687 |  | . | . | . | . | . | 0 | . | . | . | . | . | 0 | . | . | . | . | . | 0 | . | . | . | . | . | 0 | . | . | . | . | 35.687 | 35.687 | . | . | . | . | . | 0 | . | . | . | . | . | 0 | . | . | . | . | . | 0 | . | . | . | . | . | 0 | . | . | . | . | . | 0 | 0 | 0 | 0 | 0 | 35.687 | 35.687
2023 | WI | 10056 | City of Kaukauna | MISO | 3 | 0.018 | 0 | 0.018 | DC | 0.018 | 0 | 0 | 0 | 0 | 0.018 | . | . | . | . | . | 0 | . | . | . | . | . | 0 | 0 | 0 | 0 | 0 | 0 | 0 | 0 | 0 | 0 | 0 | 0 | 0 | 0 | 0 | 0 | 0 | 0 | 0 | 0 | 0 | 0 | 0 | 0 | 0 | 0 | 0 | 0 | 0 | 0 | 0 | 0 | 0 | 0 | 0 | 0 | 0 | 0 | 0 | 0 | 0 | 0 | 0 | 0.018 | 0 | 0 | 0 | 0 | 0.018
2023 | WI | 10605 | Lake Mills Light & Water | MISO | 1 | 0.004 | 0 | 0.004 | DC | 0.004 | 0 | 0 | 0 | 0 | 0.004 | . | . | . | . | . | 0 | . | . | . | . | . | 0 | 0 | 0 | 0 | 0 | 0 | 0 | 0 | 0 | 0 | 0 | 0 | 0 | 0 | 0 | 0 | 0 | 0 | 0 | 0 | 0 | 0 | 0 | 0 | 0 | 0 | 0 | 0 | 0 | 0 | 0 | 0 | 0 | 0 | 0 | 0 | 0 | 0 | 0 | 0 | 0 | 0 | 0 | 0.004 | 0 | 0 | 0 | 0 | 0.004
2023 | WI | 11479 | Madison Gas & Electric Co | MISO | 186 | 1.602 | 0 | 0.581 | AC | 0.428 | 0.593 | . | . | 0.571 | 1.592 | . | . | . | . | . | 0 | . | . | . | . | . | 0 | . | . | . | . | 0.01 | 0.01 | . | . | . | . | . | 0 | . | . | . | . | . | 0 | . | . | . | . | . | 0 | . | . | . | . | . | 0 | . | . | . | . | . | 0 | . | . | . | . | . | 0 | 0.428 | 0.593 | 0 | 0 | 0.581 | 1.602
2023 | WI | 11571 | Manitowoc Public Utilities | MISO | 2 | 0.361 | 0 | 0 | AC | . | . | 0.291 | . | . | 0.291 | . | 0.02 | . | . | . | 0.02 | . | . | . | . | . | 0 | . | . | 0.05 | . | . | 0.05 | . | . | . | . | . | 0 | . | . | . | . | . | 0 | . | . | . | . | . | 0 | . | . | . | . | . | 0 | . | . | . | . | . | 0 | . | . | . | . | . | 0 | 0 | 0.02 | 0.341 | 0 | 0 | 0.361
2023 | WI | 11740 | City of Marshfield - (WI) | MISO | 4 | 0.265 | 0 | 0 | AC | . | . | 0.265 | . | . | 0.265 | . | . | . | . | . | 0 | . | . | . | . | . | 0 | . | . | . | . | . | 0 | . | . | . | . | . | 0 | . | . | . | . | . | 0 | . | . | . | . | . | 0 | . | . | . | . | . | 0 | . | . | . | . | . | 0 | . | . | . | . | . | 0 | 0 | 0 | 0.265 | 0 | 0 | 0.265
2023 | WI | 13036 | Village of Mt. Horeb - (WI) | MISO | 1 | 0.005 | 0 | 0.005 | DC | 0.005 | 0 | 0 | 0 | 0 | 0.005 | . | . | . | . | . | 0 | . | . | . | . | . | 0 | 0 | 0 | 0 | 0 | 0 | 0 | 0 | 0 | 0 | 0 | 0 | 0 | 0 | 0 | 0 | 0 | 0 | 0 | 0 | 0 | 0 | 0 | 0 | 0 | 0 | 0 | 0 | 0 | 0 | 0 | 0 | 0 | 0 | 0 | 0 | 0 | 0 | 0 | 0 | 0 | 0 | 0 | 0.005 | 0 | 0 | 0 | 0 | 0.005
2023 | WI | 13448 | City of New Holstein - (WI) | MISO | 1 | 0.004 | 0 | 0.004 | DC | 0.004 | 0 | 0 | 0 | 0 | 0.004 | . | . | . | . | . | 0 | . | . | . | . | . | 0 | 0 | 0 | 0 | 0 | 0 | 0 | 0 | 0 | 0 | 0 | 0 | 0 | 0 | 0 | 0 | 0 | 0 | 0 | 0 | 0 | 0 | 0 | 0 | 0 | 0 | 0 | 0 | 0 | 0 | 0 | 0 | 0 | 0 | 0 | 0 | 0 | 0 | 0 | 0 | 0 | 0 | 0 | 0.004 | 0 | 0 | 0 | 0 | 0.004
2023 | WI | 13815 | Northwestern Wisconsin Elec Co | MISO | 5 | 3 | 3 | . |  | . | . | . | . | . | 0 | . | . | . | . | . | 0 | . | . | . | . | . | 0 | . | . | . | . | . | 0 | . | . | . | . | . | 0 | . | . | . | . | . | 0 | . | . | 3 | . | . | 3 | . | . | . | . | . | 0 | . | . | . | . | . | 0 | . | . | . | . | . | 0 | 0 | 0 | 3 | 0 | 0 | 3
2023 | WI | 18181 | City of Stoughton - (WI) | MISO | 2 | 0.008 | 0 | 0.008 | DC | 0.008 | 0 | 0 | 0 | 0 | 0.008 | . | . | . | . | . | 0 | . | . | . | . | . | 0 | 0 | 0 | 0 | 0 | 0 | 0 | 0 | 0 | 0 | 0 | 0 | 0 | 0 | 0 | 0 | 0 | 0 | 0 | 0 | 0 | 0 | 0 | 0 | 0 | 0 | 0 | 0 | 0 | 0 | 0 | 0 | 0 | 0 | 0 | 0 | 0 | 0 | 0 | 0 | 0 | 0 | 0 | 0.008 | 0 | 0 | 0 | 0 | 0.008
2023 | WI | 18249 | City of Sturgeon Bay - (WI) | MISO | 1 | 0.006 | 0 | 0.006 | DC | 0.006 | 0 | 0 | 0 | 0 | 0.006 | . | . | . | . | . | 0 | . | . | . | . | . | 0 | 0 | 0 | 0 | 0 | 0 | 0 | 0 | 0 | 0 | 0 | 0 | 0 | 0 | 0 | 0 | 0 | 0 | 0 | 0 | 0 | 0 | 0 | 0 | 0 | 0 | 0 | 0 | 0 | 0 | 0 | 0 | 0 | 0 | 0 | 0 | 0 | 0 | 0 | 0 | 0 | 0 | 0 | 0.006 | 0 | 0 | 0 | 0 | 0.006
2023 | WI | 18312 | Sun Prairie Utilities | MISO | 1 | 0.004 | 0 | 0.004 | DC | 0.004 | 0 | 0 | 0 | 0 | 0.004 | . | . | . | . | . | 0 | . | . | . | . | . | 0 | 0 | 0 | 0 | 0 | 0 | 0 | 0 | 0 | 0 | 0 | 0 | 0 | 0 | 0 | 0 | 0 | 0 | 0 | 0 | 0 | 0 | 0 | 0 | 0 | 0 | 0 | 0 | 0 | 0 | 0 | 0 | 0 | 0 | 0 | 0 | 0 | 0 | 0 | 0 | 0 | 0 | 0 | 0.004 | 0 | 0 | 0 | 0 | 0.004
2023 | WI | 20847 | Wisconsin Electric Power Co | MISO | 37 | 8.912 | . | . | DC | . | 1.253 | 2.883 | . | . | 4.136 | . | . | . | . | . | 0 | . | . | . | . | . | 0 | . | . | 0.316 | . | . | 0.316 | . | . | 0.703 | . | . | 0.703 | . | . | . | . | . | 0 | . | . | 0.528 | . | . | 0.528 | . | . | 0.031 | . | . | 0.031 | . | . | . | . | . | 0 | . | 1.198 | 2 | . | . | 3.198 | 0 | 2.451 | 6.461 | 0 | 0 | 8.912
2023 | WI | 20856 | Wisconsin Power & Light Co | MISO | 137 | 17.883 | 0 | 0.582 | AC | . | 8.305 | 2.844 | . | . | 11.149 | . | 0.297 | 0.28 | . | . | 0.577 | . | . | . | . | . | 0 | . | 0.068 | 0.195 | . | . | 0.263 | . | 3.091 | . | . | . | 3.091 | . | . | . | . | . | 0 | . | . | 0.5 | . | . | 0.5 | . | . | . | . | . | 0 | . | . | . | . | . | 0 | . | 0.758 | 1.545 | . | . | 2.303 | 0 | 12.519 | 5.364 | 0 | 0 | 17.883
2023 | WI | 20858 | WPPI Energy | MISO | 9 | 0.045 | 0 | 0.045 | DC | 0.045 | 0 | 0 | 0 | 0 | 0.045 | . | . | . | . | . | 0 | . | . | . | . | . | 0 | 0 | 0 | 0 | 0 | 0 | 0 | 0 | 0 | 0 | 0 | 0 | 0 | 0 | 0 | 0 | 0 | 0 | 0 | 0 | 0 | 0 | 0 | 0 | 0 | 0 | 0 | 0 | 0 | 0 | 0 | 0 | 0 | 0 | 0 | 0 | 0 | 0 | 0 | 0 | 0 | 0 | 0 | 0.045 | 0 | 0 | 0 | 0 | 0.045
2023 | WI | 20862 | Wisconsin Rapids W W & L Comm | MISO | 4 | 0.623 | . | . | AC | . | 0.298 | . | . | . | 0.298 | . | . | . | . | . | 0 | . | . | . | . | . | 0 | . | . | . | . | . | 0 | . | . | . | . | . | 0 | . | . | . | . | . | 0 | . | . | . | . | . | 0 | . | . | . | . | . | 0 | . | . | . | . | . | 0 | . | 0.325 | . | . | . | 0.325 | 0 | 0.623 | 0 | 0 | 0 | 0.623
2023 | WI | 99999 | State Adjustment | MISO | . | 0.009 | . | . |  | 0.731 | -0.219 | -0.503 | . | 0 | 0.009 | . | . | . | . | . | . | . | . | . | . | . | . | . | . | . | . | . | . | . | . | . | . | . | . | . | . | . | . | . | . | . | . | . | . | . | . | . | . | . | . | . | . | . | . | . | . | . | . | . | . | . | . | . | . | 0.731 | -0.219 | -0.503 | . | 0 | 0.009
2023 | WY | 3461 | Cheyenne Light Fuel & Power | WACM | 1 | 0.95 | . | . | DC | . | . | . | . | . | 0 | . | . | . | . | . | 0 | . | 0.95 | . | . | . | 0.95 | . | . | . | . | . | 0 | . | 0.95 | . | . | . | 0.95 | . | . | . | . | . | 0 | . | . | . | . | . | 0 | . | . | . | . | . | 0 | . | . | . | . | . | 0 | . | . | . | . | . | 0 | 0 | 0.95 | 0 | 0 | 0 | 0.95
2023 | WY | 14354 | PacifiCorp | PACE | 7 | 1.211 | . | . | AC | . | . | . | . | 0.05 | 0.05 | . | . | . | . | . | 0 | . | . | . | . | . | 0 | . | . | . | . | 0.86 | 0.86 | . | . | . | . | 0.225 | 0.225 | . | . | . | . | . | 0 | . | . | . | . | . | 0 | . | . | . | . | . | 0 | . | . | . | . | 0.076 | 0.076 | . | . | . | . | . | 0 | 0 | 0 | 0 | 0 | 1.211 | 1.211
Note: Data includes distributed generators less than 1 MW capacity, not net metered, and not reported on the EIA-860. Data is reported as collected. Type refers to the nature of the PV system reporting. EIA uses the type reported from Net Metering unless they informed us otherwise. All non AC units are converted to AC when summed. Generators may be installed at or near a customer's site, or at other locations. They may be owned by either the customers of the distribution utility or the utility. Other generators includes generators for which technology is not specified. Number of generators is not available by individual technology type. Some utilities reclassified net metering as non net metering distributed, or vice versa. Some utilties were double counting net metering as distributed in previous years. Source: U.S. Energy Information Administration, Form EIA-861, 'Annual Electric Power Industry Report.'

## AEO_T4_national
electrnp.d021826a
|  | Report | Annual Energy Outlook 2026
|  | Scenario | electrnp |  | Alternative Electricity and Transportation
|  | Datekey | d021826a
|  | Release Date |  | April 2026
4. Residential Sector Key Indicators and Consumption
(quadrillion Btu, unless otherwise noted)
Avg Annual Change
| Key Indicators and Consumption | 2025 | 2026 | 2027 | 2028 | 2029 | 2030 | 2031 | 2032 | 2033 | 2034 | 2035 | 2036 | 2037 | 2038 | 2039 | 2040 | 2041 | 2042 | 2043 | 2044 | 2045 | 2046 | 2047 | 2048 | 2049 | 2050 | 2025-2050
Key Indicators
Households (millions)
RKI000:ba_Single-Family | Single-Family | 89.5518 | 90.4993 | 91.446 | 92.3755 | 93.3083 | 94.2431 | 95.1582 | 96.0716 | 96.9737 | 97.8533 | 98.7164 | 99.5557 | 100.3796 | 101.1798 | 101.9485 | 102.6897 | 103.4003 | 104.0939 | 104.761 | 105.4048 | 106.0495 | 106.6984 | 107.3453 | 107.991 | 108.636 | 109.2838 | 0.007997
RKI000:ba_Multifamily | Multifamily | 34.4323 | 34.8367 | 35.2428 | 35.6391 | 36.0372 | 36.4537 | 36.9036 | 37.3555 | 37.7971 | 38.2228 | 38.6368 | 39.0395 | 39.3978 | 39.7305 | 40.0405 | 40.3318 | 40.6014 | 40.854 | 41.0999 | 41.3477 | 41.597 | 41.8469 | 42.0951 | 42.3427 | 42.5902 | 42.8386 | 0.0087761
RKI000:ba_MobileHomes | Mobile Homes | 6.7451 | 6.7594 | 6.807 | 6.8582 | 6.9037 | 6.913 | 6.9151 | 6.9183 | 6.9211 | 6.9234 | 6.927 | 6.9314 | 6.933 | 6.9327 | 6.9276 | 6.9242 | 6.9227 | 6.9218 | 6.9221 | 6.9249 | 6.9296 | 6.9344 | 6.9393 | 6.943 | 6.9465 | 6.9503 | 0.0011994
RKI000:ba_Total | Total | 130.7292 | 132.0954 | 133.4957 | 134.8728 | 136.2492 | 137.6098 | 138.9769 | 140.3454 | 141.6918 | 142.9995 | 144.2802 | 145.5265 | 146.7104 | 147.843 | 148.9166 | 149.9457 | 150.9244 | 151.8696 | 152.783 | 153.6774 | 154.5761 | 155.4797 | 156.3797 | 157.2768 | 158.1727 | 159.0727 | 0.0078802
RKI000:ca_AverageHouseS | Average House Square Footage | 1648.5809 | 1653.8009 | 1658.7534 | 1663.6196 | 1668.3839 | 1673.0569 | 1677.3986 | 1681.6154 | 1685.7919 | 1689.9557 | 1694.0829 | 1698.1729 | 1702.4686 | 1706.8398 | 1711.274 | 1715.7278 | 1720.2239 | 1724.7522 | 1729.2341 | 1733.6156 | 1737.9188 | 1742.1624 | 1746.3572 | 1750.5023 | 1754.593 | 1758.624 | 0.002588
Energy Intensity
(MMBtu per household)
RKI000:da_DeliveredEner | Gross End-use Consumption 1/ | 89.061 | 86.6542 | 85.8036 | 85.1299 | 84.0706 | 82.7726 | 81.4382 | 80.1997 | 79.0375 | 78.0121 | 77.0869 | 76.2473 | 75.4718 | 74.7794 | 74.1473 | 73.5295 | 72.9877 | 72.5503 | 72.1914 | 71.8733 | 71.5544 | 71.2426 | 70.9129 | 70.5904 | 70.2985 | 70.0258 | -0.0095722
RKI000:da_TotalEnergyCo | Delivered Energy Consumption | 87.6448 | 85.169 | 84.2449 | 83.4966 | 82.3685 | 80.9992 | 79.5891 | 78.276 | 77.0363 | 75.9288 | 74.9165 | 73.9856 | 73.1123 | 72.3174 | 71.5778 | 70.8491 | 70.1921 | 69.6364 | 69.1566 | 68.7136 | 68.2676 | 67.8256 | 67.3624 | 66.9022 | 66.4709 | 66.0557 | -0.011248
(thousand Btu per square foot)
RKI000:ea_DeliveredEner | Gross End-use Consumption 1/ | 54.0228 | 52.397 | 51.7277 | 51.1715 | 50.3904 | 49.4739 | 48.5503 | 47.6921 | 46.8845 | 46.1622 | 45.5036 | 44.8996 | 44.3308 | 43.8116 | 43.3287 | 42.8562 | 42.4292 | 42.0642 | 41.7476 | 41.4586 | 41.1724 | 40.8932 | 40.6062 | 40.3258 | 40.0654 | 39.8185 | -0.012129
RKI000:ea_TotalEnergyCo | Delivered Energy Consumption | 53.1638 | 51.499 | 50.7881 | 50.1897 | 49.3702 | 48.4139 | 47.4479 | 46.5481 | 45.6974 | 44.9294 | 44.2225 | 43.5678 | 42.9449 | 42.3692 | 41.8272 | 41.2939 | 40.8041 | 40.3747 | 39.9926 | 39.636 | 39.2812 | 38.9318 | 38.5731 | 38.2188 | 37.884 | 37.561 | -0.0138
Energy Consumption by Fuel
Electricity 1/
RKI000:fa_SpaceHeating | Space Heating | 0.59499 | 0.56559 | 0.56617 | 0.56695 | 0.56582 | 0.56228 | 0.55764 | 0.55302 | 0.54867 | 0.5441 | 0.53963 | 0.53538 | 0.53085 | 0.52653 | 0.52205 | 0.51752 | 0.51278 | 0.50851 | 0.50439 | 0.50003 | 0.49596 | 0.49154 | 0.48666 | 0.48183 | 0.47719 | 0.47246 | -0.0091811
RKI000:fa_SpaceCooling | Space Cooling | 0.92457 | 0.98389 | 0.99778 | 1.0116 | 1.0227 | 1.03 | 1.0366 | 1.0441 | 1.0524 | 1.062 | 1.0726 | 1.0844 | 1.097 | 1.1101 | 1.1236 | 1.138 | 1.1531 | 1.1702 | 1.1883 | 1.2065 | 1.2253 | 1.2431 | 1.2603 | 1.2769 | 1.2943 | 1.3114 | 0.014078
RKI000:fa_WaterHeating | Water Heating | 0.45253 | 0.44483 | 0.43924 | 0.43467 | 0.41793 | 0.39681 | 0.37455 | 0.35389 | 0.33486 | 0.31755 | 0.30189 | 0.28807 | 0.27601 | 0.26573 | 0.25717 | 0.25034 | 0.24518 | 0.24183 | 0.24026 | 0.23862 | 0.23698 | 0.23524 | 0.23341 | 0.23158 | 0.22998 | 0.22856 | -0.026953
RKI000:fa_Refrigeration | Refrigeration | 0.34956 | 0.34853 | 0.34743 | 0.34621 | 0.34526 | 0.34202 | 0.33903 | 0.3363 | 0.3338 | 0.33147 | 0.32937 | 0.32765 | 0.32634 | 0.32546 | 0.32499 | 0.32494 | 0.32529 | 0.32607 | 0.32728 | 0.32891 | 0.33105 | 0.33371 | 0.33687 | 0.34001 | 0.34313 | 0.34623 | -0.00038328
RKI000:fa_Cooking | Cooking | 0.068362 | 0.069242 | 0.07015 | 0.071053 | 0.07196 | 0.07286 | 0.07377 | 0.074686 | 0.075595 | 0.076502 | 0.077415 | 0.078332 | 0.079236 | 0.080074 | 0.080823 | 0.081486 | 0.082052 | 0.082525 | 0.082965 | 0.083381 | 0.083789 | 0.084191 | 0.084584 | 0.084967 | 0.085342 | 0.085709 | 0.0090866
RKI000:fa_ClothesDryers | Clothes Dryers | 0.19033 | 0.19084 | 0.1918 | 0.19308 | 0.19374 | 0.19336 | 0.19236 | 0.19103 | 0.19012 | 0.1896 | 0.18948 | 0.18982 | 0.19052 | 0.19171 | 0.19336 | 0.19553 | 0.1983 | 0.20107 | 0.20391 | 0.20676 | 0.20961 | 0.21233 | 0.21486 | 0.21726 | 0.21971 | 0.22207 | 0.0061882
RKI000:fa_Freezers | Freezers | 0.079278 | 0.079241 | 0.079217 | 0.07916 | 0.079073 | 0.07857 | 0.078007 | 0.077404 | 0.076823 | 0.076257 | 0.075716 | 0.075195 | 0.074693 | 0.074214 | 0.073757 | 0.073328 | 0.072937 | 0.072586 | 0.072278 | 0.072012 | 0.071802 | 0.07166 | 0.071579 | 0.071571 | 0.071643 | 0.0718 | -0.0039551
RKI000:fa_Lighting | Lighting 2/ | 0.18285 | 0.18222 | 0.18357 | 0.18564 | 0.18744 | 0.18699 | 0.18642 | 0.18626 | 0.1864 | 0.18674 | 0.18722 | 0.18775 | 0.18823 | 0.18872 | 0.1894 | 0.18704 | 0.18509 | 0.18369 | 0.18285 | 0.18248 | 0.18238 | 0.18231 | 0.1822 | 0.18219 | 0.18238 | 0.18259 | -5.6798e-05
RKI000:fa_ClothesWasher | Clothes Washers 3/ | 0.040723 | 0.039741 | 0.03875 | 0.037583 | 0.036385 | 0.034992 | 0.03354 | 0.032 | 0.030665 | 0.029534 | 0.028609 | 0.027904 | 0.027429 | 0.02721 | 0.027261 | 0.027311 | 0.027362 | 0.02742 | 0.027486 | 0.027564 | 0.027658 | 0.027768 | 0.02789 | 0.028024 | 0.028167 | 0.028319 | -0.014426
RKI000:fa_Dishwashers | Dishwashers 3/ | 0.037162 | 0.038076 | 0.03836 | 0.038523 | 0.038637 | 0.038703 | 0.03872 | 0.038689 | 0.038734 | 0.038861 | 0.039071 | 0.039371 | 0.039764 | 0.040262 | 0.040872 | 0.041477 | 0.042076 | 0.042674 | 0.043273 | 0.043876 | 0.044488 | 0.045111 | 0.045741 | 0.046379 | 0.047023 | 0.047676 | 0.010016
RKI000:fa_ColorTelevisi | Televisions and Related Equipment 4/ | 0.12484 | 0.12218 | 0.11996 | 0.11809 | 0.1161 | 0.11381 | 0.11152 | 0.1094 | 0.10749 | 0.10573 | 0.10414 | 0.10272 | 0.10141 | 0.10027 | 0.099267 | 0.098398 | 0.097694 | 0.097154 | 0.096815 | 0.096643 | 0.096638 | 0.096759 | 0.096903 | 0.097108 | 0.097404 | 0.097758 | -0.0097335
RKI000:fa_PersonalCompu | Computers and Related Equipment 5/ | 0.097012 | 0.095324 | 0.093865 | 0.092524 | 0.090934 | 0.088982 | 0.086906 | 0.084865 | 0.082885 | 0.080946 | 0.079062 | 0.07725 | 0.075484 | 0.073799 | 0.072189 | 0.070667 | 0.069258 | 0.06799 | 0.066879 | 0.065919 | 0.065114 | 0.064456 | 0.063893 | 0.063459 | 0.063206 | 0.063082 | -0.017068
RKI000:fa_FurnaceFans | Furnace Fans and Boiler Circulation Pumps | 0.15744 | 0.1529 | 0.15378 | 0.15412 | 0.15401 | 0.15365 | 0.15307 | 0.15266 | 0.15217 | 0.15166 | 0.15102 | 0.15023 | 0.14911 | 0.14769 | 0.14591 | 0.14383 | 0.14144 | 0.13902 | 0.13644 | 0.13382 | 0.13126 | 0.12871 | 0.12613 | 0.12373 | 0.12152 | 0.11952 | -0.010961
RKI000:fa_OtherUses | Other Uses 6/ | 2.032 | 2.0498 | 1.9517 | 1.9886 | 2.0227 | 2.0521 | 2.0794 | 2.1075 | 2.1366 | 2.169 | 2.2028 | 2.237 | 2.2722 | 2.3081 | 2.3438 | 2.3753 | 2.4093 | 2.4449 | 2.4825 | 2.521 | 2.5557 | 2.594 | 2.6319 | 2.6698 | 2.7089 | 2.7488 | 0.01216
RKI000:fa_DeliveredEner | Gross End-use Electricity Consumption | 5.3316 | 5.3624 | 5.2717 | 5.3177 | 5.3427 | 5.3451 | 5.3416 | 5.3418 | 5.3472 | 5.3599 | 5.378 | 5.4011 | 5.4282 | 5.4599 | 5.4944 | 5.5251 | 5.5619 | 5.6056 | 5.6556 | 5.7075 | 5.7577 | 5.8109 | 5.8628 | 5.9148 | 5.9699 | 6.026 | 0.004909
RKI000:fa_PurchElecEVCha | Purchased Electricity for Electric Vehicle Charging 7/ | 0.070135 | 0.091487 | 0.1193 | 0.15019 | 0.1805 | 0.20873 | 0.23312 | 0.25519 | 0.27699 | 0.29924 | 0.32177 | 0.34432 | 0.3669 | 0.38932 | 0.41114 | 0.43247 | 0.45277 | 0.47239 | 0.4913 | 0.50967 | 0.52751 | 0.54464 | 0.56095 | 0.57689 | 0.59221 | 0.60719 | 0.090174
RKI000:fa_OwnGeneration | On-site Generation for Own Use | 0.18513 | 0.19618 | 0.20807 | 0.22029 | 0.23191 | 0.24405 | 0.25699 | 0.26999 | 0.28356 | 0.29791 | 0.31315 | 0.32913 | 0.34616 | 0.36399 | 0.38263 | 0.40192 | 0.42192 | 0.44253 | 0.46366 | 0.48558 | 0.50806 | 0.53128 | 0.55523 | 0.58008 | 0.60541 | 0.63153 | 0.050308
RKI000:fa_PurchasedElec | Purchased Electricity at Residential Location 8/ | 5.2166 | 5.2577 | 5.183 | 5.2476 | 5.2913 | 5.3098 | 5.3177 | 5.327 | 5.3407 | 5.3613 | 5.3866 | 5.4162 | 5.449 | 5.4853 | 5.5229 | 5.5557 | 5.5928 | 5.6354 | 5.6832 | 5.7316 | 5.7771 | 5.8243 | 5.8686 | 5.9116 | 5.9567 | 6.0016 | 0.005623
Natural Gas
RKI000:ga_SpaceHeating | Space Heating | 3.118 | 2.9297 | 3.0471 | 3.0283 | 2.992 | 2.9475 | 2.9004 | 2.8565 | 2.8131 | 2.7724 | 2.7328 | 2.6957 | 2.6581 | 2.6222 | 2.5871 | 2.5533 | 2.5199 | 2.4903 | 2.4626 | 2.4366 | 2.4121 | 2.3867 | 2.36 | 2.3336 | 2.3077 | 2.2826 | -0.012397
RKI000:ga_SpaceCooling | Space Cooling | 0.058598 | 0.062155 | 0.06259 | 0.062752 | 0.062711 | 0.062576 | 0.062453 | 0.06243 | 0.062446 | 0.062545 | 0.062667 | 0.062853 | 0.06307 | 0.063308 | 0.063572 | 0.063894 | 0.064259 | 0.064725 | 0.065211 | 0.065681 | 0.066162 | 0.066587 | 0.066993 | 0.067365 | 0.067759 | 0.068145 | 0.0060556
RKI000:ga_WaterHeating | Water Heating | 1.0243 | 1.0352 | 1.0454 | 1.0552 | 1.0533 | 1.0498 | 1.0469 | 1.0452 | 1.0426 | 1.042 | 1.043 | 1.0435 | 1.043 | 1.0422 | 1.0409 | 1.0393 | 1.037 | 1.0347 | 1.0321 | 1.0291 | 1.0254 | 1.0207 | 1.0151 | 1.0094 | 1.0039 | 0.99913 | -0.00099335
RKI000:ga_Cooking | Cooking | 0.077268 | 0.077256 | 0.077247 | 0.077222 | 0.077195 | 0.077167 | 0.077124 | 0.077065 | 0.077006 | 0.07697 | 0.076962 | 0.076991 | 0.07706 | 0.077217 | 0.077432 | 0.077712 | 0.078045 | 0.07843 | 0.078816 | 0.079203 | 0.079599 | 0.080006 | 0.080424 | 0.080855 | 0.081299 | 0.081761 | 0.0022634
RKI000:ga_ClothesDryers | Clothes Dryers | 0.039574 | 0.040284 | 0.04092 | 0.041544 | 0.042109 | 0.042643 | 0.043187 | 0.043759 | 0.044208 | 0.044701 | 0.045238 | 0.045826 | 0.046396 | 0.046978 | 0.047561 | 0.048146 | 0.048724 | 0.049352 | 0.050015 | 0.050707 | 0.051406 | 0.052088 | 0.052756 | 0.053424 | 0.0541 | 0.054789 | 0.013098
RKI000:ga_OtherNatGas | Other Uses 9/ | 0.60835 | 0.61167 | 0.61395 | 0.61501 | 0.61462 | 0.61322 | 0.61157 | 0.61025 | 0.60843 | 0.60709 | 0.6059 | 0.60509 | 0.60413 | 0.60332 | 0.60256 | 0.60191 | 0.60136 | 0.60121 | 0.6013 | 0.60158 | 0.60179 | 0.60166 | 0.60125 | 0.60076 | 0.6003 | 0.59992 | -0.00055794
RKI000:ga_DeliveredEner | Delivered Energy | 4.9261 | 4.7563 | 4.8872 | 4.8801 | 4.8419 | 4.7929 | 4.7416 | 4.6952 | 4.6478 | 4.6057 | 4.5666 | 4.53 | 4.4917 | 4.4553 | 4.4192 | 4.3843 | 4.3493 | 4.3188 | 4.2901 | 4.2629 | 4.2365 | 4.2077 | 4.1765 | 4.1454 | 4.115 | 4.0864 | -0.0074476
Distillate Fuel Oil 10/
RKI000:ha_SpaceHeating | Space Heating | 0.42537 | 0.40916 | 0.40482 | 0.39843 | 0.3916 | 0.38542 | 0.37914 | 0.37318 | 0.36729 | 0.36188 | 0.35655 | 0.35144 | 0.34648 | 0.34171 | 0.33711 | 0.33258 | 0.32808 | 0.32378 | 0.31953 | 0.31543 | 0.31137 | 0.3074 | 0.30342 | 0.29946 | 0.29552 | 0.29173 | -0.014972
RKI000:ha_WaterHeating | Water Heating | 0.037857 | 0.035875 | 0.033765 | 0.03176 | 0.029822 | 0.028183 | 0.026771 | 0.025623 | 0.024712 | 0.024075 | 0.023676 | 0.023234 | 0.022778 | 0.022309 | 0.021834 | 0.021354 | 0.020862 | 0.020367 | 0.01987 | 0.019372 | 0.01887 | 0.018372 | 0.017881 | 0.017401 | 0.01694 | 0.016509 | -0.032652
RKI000:Other_ha_ha | Other Uses 11/ | 0.026055 | 0.026324 | 0.026369 | 0.02631 | 0.026206 | 0.026145 | 0.026071 | 0.02601 | 0.025943 | 0.025899 | 0.025849 | 0.025803 | 0.025762 | 0.025724 | 0.02569 | 0.025657 | 0.025618 | 0.025583 | 0.025549 | 0.025516 | 0.025477 | 0.025438 | 0.025396 | 0.025351 | 0.025306 | 0.025271 | -0.0012221
RKI000:ha_DeliveredEner | Delivered Energy | 0.48928 | 0.47136 | 0.46495 | 0.4565 | 0.44762 | 0.43975 | 0.43198 | 0.42481 | 0.41795 | 0.41185 | 0.40607 | 0.40047 | 0.39502 | 0.38974 | 0.38464 | 0.37959 | 0.37457 | 0.36974 | 0.36497 | 0.36033 | 0.35574 | 0.35124 | 0.34672 | 0.34224 | 0.3378 | 0.33355 | -0.015209
Propane
RKI000:ia_SpaceHeating | Space Heating | 0.37752 | 0.36312 | 0.3412 | 0.33858 | 0.3341 | 0.32857 | 0.32222 | 0.31595 | 0.30998 | 0.30452 | 0.29948 | 0.29477 | 0.29023 | 0.28586 | 0.28161 | 0.2776 | 0.27385 | 0.27052 | 0.26755 | 0.26486 | 0.26236 | 0.25988 | 0.25727 | 0.25462 | 0.25197 | 0.24938 | -0.016449
RKI000:ia_WaterHeating | Water Heating | 0.058525 | 0.059045 | 0.059788 | 0.06039 | 0.059603 | 0.058604 | 0.057557 | 0.056584 | 0.055702 | 0.055021 | 0.054534 | 0.053959 | 0.053307 | 0.052582 | 0.051789 | 0.050962 | 0.050118 | 0.049286 | 0.048476 | 0.047684 | 0.046888 | 0.04607 | 0.045236 | 0.044409 | 0.043616 | 0.042878 | -0.012367
RKI000:ia_Cooking | Cooking | 0.010417 | 0.010383 | 0.010353 | 0.010321 | 0.010288 | 0.010251 | 0.010209 | 0.010161 | 0.01011 | 0.010055 | 0.0099962 | 0.0099328 | 0.0098648 | 0.0098131 | 0.0097768 | 0.0097585 | 0.0097593 | 0.0097802 | 0.0097987 | 0.009815 | 0.0098303 | 0.0098445 | 0.0098571 | 0.009868 | 0.0098773 | 0.0098855 | -0.0020922
RKI000:ia_OtherUses | Other Uses 12/ | 0.078037 | 0.081169 | 0.084197 | 0.086919 | 0.089322 | 0.091503 | 0.0935 | 0.095471 | 0.09741 | 0.099465 | 0.10161 | 0.10382 | 0.10602 | 0.10822 | 0.11039 | 0.11258 | 0.11481 | 0.11715 | 0.11959 | 0.12212 | 0.12467 | 0.12718 | 0.12965 | 0.13209 | 0.13455 | 0.13705 | 0.022782
RKI000:ia_DeliveredEner | Delivered Energy | 0.5245 | 0.51372 | 0.49554 | 0.49621 | 0.49331 | 0.48893 | 0.48349 | 0.47816 | 0.4732 | 0.46906 | 0.46562 | 0.46248 | 0.45943 | 0.45648 | 0.45357 | 0.4509 | 0.44854 | 0.44674 | 0.44542 | 0.44448 | 0.44375 | 0.44298 | 0.44201 | 0.44099 | 0.44002 | 0.43919 | -0.0070753
RKI000:ja_MarketedRenew | Marketed Renewables (wood) 13/ | 0.37139 | 0.3429 | 0.33499 | 0.3312 | 0.32895 | 0.32363 | 0.31937 | 0.31564 | 0.31281 | 0.30913 | 0.30583 | 0.30201 | 0.29809 | 0.2942 | 0.28995 | 0.28554 | 0.28127 | 0.27738 | 0.27363 | 0.27008 | 0.26697 | 0.26398 | 0.26129 | 0.25882 | 0.25658 | 0.25414 | -0.01506
Energy Consumption by End Use 1/
RKI000:ka_SpaceHeating | Space Heating | 4.8873 | 4.6105 | 4.6942 | 4.6635 | 4.6124 | 4.5474 | 4.4788 | 4.4143 | 4.3519 | 4.292 | 4.2343 | 4.1793 | 4.1237 | 4.0705 | 4.0179 | 3.9665 | 3.9159 | 3.8705 | 3.8277 | 3.787 | 3.7488 | 3.7095 | 3.6686 | 3.6283 | 3.5889 | 3.5503 | -0.012703
RKI000:ka_SpaceCooling | Space Cooling | 0.98317 | 1.046 | 1.0604 | 1.0743 | 1.0855 | 1.0926 | 1.099 | 1.1066 | 1.1148 | 1.1245 | 1.1352 | 1.1473 | 1.1601 | 1.1734 | 1.1872 | 1.2018 | 1.2174 | 1.2349 | 1.2535 | 1.2721 | 1.2914 | 1.3097 | 1.3273 | 1.3443 | 1.362 | 1.3795 | 0.013641
RKI000:ka_WaterHeating | Water Heating | 1.5732 | 1.5749 | 1.5782 | 1.582 | 1.5607 | 1.5334 | 1.5058 | 1.4813 | 1.4578 | 1.4386 | 1.4231 | 1.4088 | 1.3951 | 1.3828 | 1.3717 | 1.3619 | 1.3532 | 1.3462 | 1.3407 | 1.3348 | 1.3282 | 1.3204 | 1.3117 | 1.3028 | 1.2945 | 1.2871 | -0.0079968
RKI000:ka_Refrigeration | Refrigeration | 0.34956 | 0.34853 | 0.34743 | 0.34621 | 0.34526 | 0.34202 | 0.33903 | 0.3363 | 0.3338 | 0.33147 | 0.32937 | 0.32765 | 0.32634 | 0.32546 | 0.32499 | 0.32494 | 0.32529 | 0.32607 | 0.32728 | 0.32891 | 0.33105 | 0.33371 | 0.33687 | 0.34001 | 0.34313 | 0.34623 | -0.00038328
RKI000:ka_Cooking | Cooking | 0.15605 | 0.15688 | 0.15775 | 0.1586 | 0.15944 | 0.16028 | 0.1611 | 0.16191 | 0.16271 | 0.16353 | 0.16437 | 0.16526 | 0.16616 | 0.1671 | 0.16803 | 0.16896 | 0.16986 | 0.17074 | 0.17158 | 0.1724 | 0.17322 | 0.17404 | 0.17487 | 0.17569 | 0.17652 | 0.17736 | 0.0051331
RKI000:ka_ClothesDryers | Clothes Dryers | 0.22991 | 0.23112 | 0.23272 | 0.23462 | 0.23585 | 0.236 | 0.23555 | 0.23479 | 0.23433 | 0.2343 | 0.23472 | 0.23564 | 0.23691 | 0.23869 | 0.24092 | 0.24367 | 0.24703 | 0.25042 | 0.25392 | 0.25746 | 0.26102 | 0.26442 | 0.26762 | 0.27068 | 0.27381 | 0.27686 | 0.0074614
RKI000:ka_Freezers | Freezers | 0.079278 | 0.079241 | 0.079217 | 0.07916 | 0.079073 | 0.07857 | 0.078007 | 0.077404 | 0.076823 | 0.076257 | 0.075716 | 0.075195 | 0.074693 | 0.074214 | 0.073757 | 0.073328 | 0.072937 | 0.072586 | 0.072278 | 0.072012 | 0.071802 | 0.07166 | 0.071579 | 0.071571 | 0.071643 | 0.0718 | -0.0039551
RKI000:ka_Lighting | Lighting 2/ | 0.18285 | 0.18222 | 0.18357 | 0.18564 | 0.18744 | 0.18699 | 0.18642 | 0.18626 | 0.1864 | 0.18674 | 0.18722 | 0.18775 | 0.18823 | 0.18872 | 0.1894 | 0.18704 | 0.18509 | 0.18369 | 0.18285 | 0.18248 | 0.18238 | 0.18231 | 0.1822 | 0.18219 | 0.18238 | 0.18259 | -5.6798e-05
RKI000:ka_ClothesWasher | Clothes Washers 3/ | 0.040723 | 0.039741 | 0.03875 | 0.037583 | 0.036385 | 0.034992 | 0.03354 | 0.032 | 0.030665 | 0.029534 | 0.028609 | 0.027904 | 0.027429 | 0.02721 | 0.027261 | 0.027311 | 0.027362 | 0.02742 | 0.027486 | 0.027564 | 0.027658 | 0.027768 | 0.02789 | 0.028024 | 0.028167 | 0.028319 | -0.014426
RKI000:ka_Dishwashers | Dishwashers 3/ | 0.037162 | 0.038076 | 0.03836 | 0.038523 | 0.038637 | 0.038703 | 0.03872 | 0.038689 | 0.038734 | 0.038861 | 0.039071 | 0.039371 | 0.039764 | 0.040262 | 0.040872 | 0.041477 | 0.042076 | 0.042674 | 0.043273 | 0.043876 | 0.044488 | 0.045111 | 0.045741 | 0.046379 | 0.047023 | 0.047676 | 0.010016
RKI000:ka_ColorTelevisi | Televisions and Related Equipment 4/ | 0.12484 | 0.12218 | 0.11996 | 0.11809 | 0.1161 | 0.11381 | 0.11152 | 0.1094 | 0.10749 | 0.10573 | 0.10414 | 0.10272 | 0.10141 | 0.10027 | 0.099267 | 0.098398 | 0.097694 | 0.097154 | 0.096815 | 0.096643 | 0.096638 | 0.096759 | 0.096903 | 0.097108 | 0.097404 | 0.097758 | -0.0097335
RKI000:ka_PersonalCompu | Computers and Related Equipment 5/ | 0.097012 | 0.095324 | 0.093865 | 0.092524 | 0.090934 | 0.088982 | 0.086906 | 0.084865 | 0.082885 | 0.080946 | 0.079062 | 0.07725 | 0.075484 | 0.073799 | 0.072189 | 0.070667 | 0.069258 | 0.06799 | 0.066879 | 0.065919 | 0.065114 | 0.064456 | 0.063893 | 0.063459 | 0.063206 | 0.063082 | -0.017068
RKI000:ka_FurnaceFans | Furnace Fans and Boiler Circulation Pumps | 0.15744 | 0.1529 | 0.15378 | 0.15412 | 0.15401 | 0.15365 | 0.15307 | 0.15266 | 0.15217 | 0.15166 | 0.15102 | 0.15023 | 0.14911 | 0.14769 | 0.14591 | 0.14383 | 0.14144 | 0.13902 | 0.13644 | 0.13382 | 0.13126 | 0.12871 | 0.12613 | 0.12373 | 0.12152 | 0.11952 | -0.010961
RKI000:ka_OtherUses | Other Uses 14/ | 2.7444 | 2.7689 | 2.6762 | 2.7168 | 2.7528 | 2.783 | 2.8106 | 2.8392 | 2.8684 | 2.9015 | 2.9362 | 2.9717 | 3.0081 | 3.0454 | 3.0824 | 3.1155 | 3.1511 | 3.1888 | 3.2289 | 3.2702 | 3.3076 | 3.3483 | 3.3881 | 3.428 | 3.4691 | 3.5111 | 0.0099028
RKI000:ka_GrsEndUseCons | Gross End-use Electricity Consumption | 11.6429 | 11.4466 | 11.4544 | 11.4817 | 11.4546 | 11.3903 | 11.318 | 11.2557 | 11.199 | 11.1557 | 11.1221 | 11.096 | 11.0725 | 11.0556 | 11.0418 | 11.0254 | 11.0156 | 11.0182 | 11.0296 | 11.0453 | 11.0606 | 11.0768 | 11.0893 | 11.1022 | 11.1193 | 11.1392 | -0.0017674
RKI000:ka_PurElecEVCha | Purchased Electricity for Electric Vehicle Charging 7/ | 0.070135 | 0.091487 | 0.1193 | 0.15019 | 0.1805 | 0.20873 | 0.23312 | 0.25519 | 0.27699 | 0.29924 | 0.32177 | 0.34432 | 0.3669 | 0.38932 | 0.41114 | 0.43247 | 0.45277 | 0.47239 | 0.4913 | 0.50967 | 0.52751 | 0.54464 | 0.56095 | 0.57689 | 0.59221 | 0.60719 | 0.090174
RKI000:ka_OwnGeneration | On-site Generation for Own Use | 0.18513 | 0.19618 | 0.20807 | 0.22029 | 0.23191 | 0.24405 | 0.25699 | 0.26999 | 0.28356 | 0.29791 | 0.31315 | 0.32913 | 0.34616 | 0.36399 | 0.38263 | 0.40192 | 0.42192 | 0.44253 | 0.46366 | 0.48558 | 0.50806 | 0.53128 | 0.55523 | 0.58008 | 0.60541 | 0.63153 | 0.050308
RKI000:ka_DeliveredEner | Delivered Energy 8/ | 11.5279 | 11.3419 | 11.3656 | 11.4116 | 11.4031 | 11.355 | 11.2942 | 11.2409 | 11.1924 | 11.157 | 11.1307 | 11.1112 | 11.0932 | 11.0809 | 11.0703 | 11.056 | 11.0465 | 11.048 | 11.0573 | 11.0694 | 11.08 | 11.0901 | 11.0951 | 11.0991 | 11.1061 | 11.1148 | -0.0014584
RKI000:la_ElectricityRe | Electricity Related Losses 15/ | 7.1677 | 7.1546 | 6.5145 | 6.3125 | 6.2212 | 6.1317 | 5.9452 | 5.8393 | 5.7835 | 5.6923 | 5.634 | 5.5781 | 5.5564 | 5.5519 | 5.5371 | 5.5039 | 5.4754 | 5.4789 | 5.494 | 5.5119 | 5.5275 | 5.5469 | 5.5689 | 5.5886 | 5.5896 | 5.6078 | -0.0097686
Total Energy Consumption by End Use 1/
RKI000:ma_SpaceHeating | Space Heating | 5.6764 | 5.352 | 5.3778 | 5.3173 | 5.2488 | 5.1671 | 5.0722 | 4.9899 | 4.9145 | 4.8376 | 4.7658 | 4.6971 | 4.6305 | 4.5679 | 4.5048 | 4.4419 | 4.3799 | 4.3259 | 4.2753 | 4.227 | 4.1814 | 4.1348 | 4.0867 | 4.0392 | 3.9913 | 3.9455 | -0.014444
RKI000:ma_SpaceCooling | Space Cooling | 2.2094 | 2.3359 | 2.265 | 2.2407 | 2.2357 | 2.2277 | 2.2022 | 2.1933 | 2.194 | 2.1894 | 2.1917 | 2.196 | 2.2074 | 2.2221 | 2.2352 | 2.2472 | 2.2607 | 2.2827 | 2.308 | 2.3336 | 2.3603 | 2.3854 | 2.4099 | 2.433 | 2.4534 | 2.4764 | 0.0045739
RKI000:ma_WaterHeating | Water Heating | 2.1734 | 2.1581 | 2.1085 | 2.0832 | 2.0307 | 1.9707 | 1.9044 | 1.8496 | 1.8012 | 1.7571 | 1.7205 | 1.6874 | 1.6586 | 1.6339 | 1.6116 | 1.5919 | 1.575 | 1.5628 | 1.5539 | 1.5448 | 1.5349 | 1.5239 | 1.5122 | 1.5002 | 1.4884 | 1.4783 | -0.015298
RKI000:ma_Refrigeration | Refrigeration | 0.81319 | 0.80545 | 0.76689 | 0.74542 | 0.73357 | 0.71895 | 0.69983 | 0.68632 | 0.6761 | 0.66384 | 0.6538 | 0.64453 | 0.6379 | 0.63291 | 0.62812 | 0.62343 | 0.61961 | 0.61806 | 0.61773 | 0.61831 | 0.61985 | 0.62247 | 0.62626 | 0.62991 | 0.63246 | 0.63583 | -0.0097926
RKI000:ma_Cooking | Cooking | 0.24671 | 0.24766 | 0.24244 | 0.24053 | 0.24038 | 0.24057 | 0.23961 | 0.23964 | 0.24023 | 0.24024 | 0.24063 | 0.24101 | 0.24181 | 0.24275 | 0.24342 | 0.24381 | 0.24409 | 0.24463 | 0.24521 | 0.24576 | 0.24631 | 0.24689 | 0.24753 | 0.24814 | 0.24848 | 0.24905 | 0.00037643
RKI000:ma_ClothesDryers | Clothes Dryers | 0.48234 | 0.48132 | 0.46429 | 0.45725 | 0.45375 | 0.4491 | 0.44026 | 0.4336 | 0.42929 | 0.42442 | 0.42137 | 0.41922 | 0.4188 | 0.41979 | 0.42128 | 0.42329 | 0.42644 | 0.43048 | 0.43489 | 0.43938 | 0.44387 | 0.44814 | 0.45219 | 0.45593 | 0.45907 | 0.46262 | -0.001669
RKI000:ma_Freezers | Freezers | 0.18442 | 0.18313 | 0.17486 | 0.17044 | 0.16801 | 0.16516 | 0.16102 | 0.15796 | 0.1556 | 0.15272 | 0.1503 | 0.14792 | 0.146 | 0.14432 | 0.14255 | 0.14069 | 0.13893 | 0.13759 | 0.13642 | 0.13537 | 0.13444 | 0.13367 | 0.13307 | 0.1326 | 0.13205 | 0.13186 | -0.013331
RKI000:ma_Lighting | Lighting 2/ | 0.42536 | 0.4211 | 0.40519 | 0.3997 | 0.39825 | 0.39307 | 0.38482 | 0.38012 | 0.37756 | 0.374 | 0.37163 | 0.36934 | 0.36792 | 0.367 | 0.36606 | 0.35885 | 0.35255 | 0.34818 | 0.34511 | 0.34303 | 0.34149 | 0.34006 | 0.33873 | 0.33754 | 0.33616 | 0.33531 | -0.0094692
RKI000:ma_ClothesWasher | Clothes Washers 3/ | 0.094734 | 0.091842 | 0.085534 | 0.080919 | 0.077308 | 0.073556 | 0.069233 | 0.065305 | 0.062111 | 0.059149 | 0.05679 | 0.05489 | 0.053614 | 0.052914 | 0.052689 | 0.052399 | 0.052117 | 0.051974 | 0.051879 | 0.051816 | 0.051786 | 0.051795 | 0.05185 | 0.051918 | 0.051918 | 0.052006 | -0.023703
RKI000:ma_Dishwashers | Dishwashers 3/ | 0.086449 | 0.087993 | 0.084672 | 0.082943 | 0.082093 | 0.081355 | 0.079926 | 0.078954 | 0.078456 | 0.077828 | 0.077556 | 0.077447 | 0.077726 | 0.078297 | 0.078995 | 0.079577 | 0.080144 | 0.080888 | 0.081676 | 0.08248 | 0.083298 | 0.084146 | 0.085037 | 0.085923 | 0.086674 | 0.087555 | 0.00050856
RKI000:ma_ColorTelevisi | Televisions and Related Equipment 4/ | 0.29041 | 0.28235 | 0.26479 | 0.25425 | 0.24667 | 0.23923 | 0.23019 | 0.22326 | 0.21772 | 0.21176 | 0.20673 | 0.20206 | 0.19823 | 0.195 | 0.19186 | 0.18879 | 0.18608 | 0.18415 | 0.18273 | 0.18168 | 0.18094 | 0.18048 | 0.18015 | 0.17991 | 0.17954 | 0.17953 | -0.019055
RKI000:ma_PersonalCompu | Computers and Related Equipment 5/ | 0.22568 | 0.22029 | 0.20719 | 0.19921 | 0.19321 | 0.18705 | 0.17939 | 0.17319 | 0.16788 | 0.16211 | 0.15694 | 0.15196 | 0.14755 | 0.14352 | 0.13952 | 0.13558 | 0.13192 | 0.12887 | 0.12623 | 0.12392 | 0.12192 | 0.12023 | 0.11878 | 0.11757 | 0.1165 | 0.11585 | -0.02632
RKI000:ma_FurnaceFans | Furnace Fans and Boiler Circulation Pumps | 0.36624 | 0.35335 | 0.33943 | 0.33183 | 0.32723 | 0.32298 | 0.31597 | 0.31154 | 0.30822 | 0.30373 | 0.29978 | 0.29552 | 0.29146 | 0.2872 | 0.282 | 0.27595 | 0.26942 | 0.26351 | 0.25753 | 0.25156 | 0.24576 | 0.24008 | 0.23449 | 0.22923 | 0.22398 | 0.21949 | -0.020271
RKI000:ma_OtherUses | Other Uses 14/ | 5.4394 | 5.4562 | 5.0324 | 5.0098 | 5.0278 | 5.0445 | 5.0235 | 5.0326 | 5.0595 | 5.0764 | 5.106 | 5.1351 | 5.1773 | 5.2258 | 5.2686 | 5.2975 | 5.3309 | 5.3781 | 5.432 | 5.4884 | 5.5371 | 5.5929 | 5.6491 | 5.7044 | 5.7533 | 5.8103 | 0.0026422
RKI000:ma_Total | Total Gross End-use Consumption | 18.7142 | 18.4767 | 17.819 | 17.6136 | 17.4635 | 17.281 | 17.0026 | 16.8153 | 16.6825 | 16.5303 | 16.4196 | 16.3195 | 16.2548 | 16.2135 | 16.1667 | 16.1009 | 16.0478 | 16.0379 | 16.0487 | 16.067 | 16.0834 | 16.1049 | 16.1259 | 16.1454 | 16.1532 | 16.1797 | -0.0058041
RKI000:ma_PurElecEVCha | Purchased Electricity for Electric Vehicle Charging 7/ | 0.1665 | 0.21599 | 0.26925 | 0.33086 | 0.39272 | 0.44977 | 0.49374 | 0.53492 | 0.57698 | 0.61697 | 0.65833 | 0.69896 | 0.74106 | 0.7834 | 0.82336 | 0.86093 | 0.89608 | 0.93169 | 0.96628 | 0.99983 | 1.0323 | 1.0634 | 1.0933 | 1.1223 | 1.148 | 1.1746 | 0.08128
RKI000:ma_OwnGeneration | On-site Generation for Own Use | 0.18513 | 0.19618 | 0.20807 | 0.22029 | 0.23191 | 0.24405 | 0.25699 | 0.26999 | 0.28356 | 0.29791 | 0.31315 | 0.32913 | 0.34616 | 0.36399 | 0.38263 | 0.40192 | 0.42192 | 0.44253 | 0.46366 | 0.48558 | 0.50806 | 0.53128 | 0.55523 | 0.58008 | 0.60541 | 0.63153 | 0.050308
RKI000:ma_TtllOwnUseGen | Total Energy 8/ | 18.6955 | 18.4965 | 17.8802 | 17.7241 | 17.6243 | 17.4867 | 17.2393 | 17.0802 | 16.9759 | 16.8493 | 16.7648 | 16.6893 | 16.6497 | 16.6329 | 16.6074 | 16.5599 | 16.5219 | 16.527 | 16.5513 | 16.5813 | 16.6076 | 16.637 | 16.664 | 16.6877 | 16.6958 | 16.7227 | -0.0044507
Nonmarketed Renewables
RKI000:na_SolarHotWater | Solar Hot Water Heating | 0.049686 | 0.048802 | 0.049417 | 0.048901 | 0.048595 | 0.048426 | 0.048259 | 0.047826 | 0.047667 | 0.047592 | 0.04739 | 0.047233 | 0.047174 | 0.04714 | 0.047048 | 0.047019 | 0.046748 | 0.046573 | 0.046286 | 0.04604 | 0.045849 | 0.045748 | 0.04554 | 0.045423 | 0.045241 | 0.044974 | -0.0039774
RKI000:na_SolarPhotovol | Solar Photovoltaic 16/ | 0.22438 | 0.23718 | 0.25163 | 0.26654 | 0.28043 | 0.29502 | 0.31081 | 0.32653 | 0.34301 | 0.36047 | 0.37908 | 0.39858 | 0.41947 | 0.44134 | 0.46438 | 0.48824 | 0.51303 | 0.53852 | 0.56479 | 0.59209 | 0.62 | 0.64872 | 0.67829 | 0.70909 | 0.74038 | 0.77279 | 0.05071
RKI000:na_WindHuffPuff | Wind 16/ | 0.0005878 | 0.00058832 | 0.00058897 | 0.0005896 | 0.00059063 | 0.00059241 | 0.00059564 | 0.00060067 | 0.00060839 | 0.00061899 | 0.00063165 | 0.00064583 | 0.00066154 | 0.00067802 | 0.00069491 | 0.00071281 | 0.00073276 | 0.00075406 | 0.00077603 | 0.00079853 | 0.00082174 | 0.0008469 | 0.00087302 | 0.00090274 | 0.0009328 | 0.00096316 | 0.01995
RKI000:na_Total | Total | 0.27466 | 0.28657 | 0.30164 | 0.31603 | 0.32961 | 0.34404 | 0.35966 | 0.37496 | 0.39128 | 0.40868 | 0.4271 | 0.44646 | 0.46731 | 0.48916 | 0.51213 | 0.53597 | 0.56051 | 0.58584 | 0.61186 | 0.63893 | 0.66667 | 0.69532 | 0.7247 | 0.75542 | 0.78655 | 0.81873 | 0.044658
Heating Degree Days
RKI000:hdd_NewEngland | New England | 6045 | 5873 | 5850 | 5826 | 5803 | 5779 | 5755 | 5732 | 5708 | 5684 | 5661 | 5637 | 5613 | 5589 | 5566 | 5542 | 5518 | 5495 | 5471 | 5447 | 5423 | 5400 | 5376 | 5352 | 5328 | 5305 | -0.0052097
RKI000:hdd_MiddleAtlant | Middle Atlantic | 5404 | 5271 | 5249 | 5228 | 5207 | 5185 | 5164 | 5142 | 5121 | 5100 | 5078 | 5057 | 5035 | 5014 | 4993 | 4971 | 4950 | 4929 | 4907 | 4886 | 4865 | 4843 | 4822 | 4801 | 4780 | 4758 | -0.0050795
RKI000:hdd_EastNorthCen | East North Central | 5984 | 5836 | 5817 | 5798 | 5779 | 5760 | 5741 | 5722 | 5703 | 5683 | 5664 | 5645 | 5626 | 5607 | 5588 | 5569 | 5549 | 5530 | 5511 | 5492 | 5473 | 5453 | 5434 | 5415 | 5396 | 5377 | -0.0042692
RKI000:hdd_WestNorthCen | West North Central | 6267 | 6263 | 6251 | 6239 | 6227 | 6215 | 6203 | 6191 | 6178 | 6166 | 6153 | 6141 | 6128 | 6116 | 6103 | 6091 | 6078 | 6066 | 6053 | 6040 | 6028 | 6015 | 6002 | 5990 | 5977 | 5964 | -0.0019803
RKI000:hdd_SouthAtlantc | South Atlantic | 2431 | 2296 | 2280 | 2263 | 2245 | 2228 | 2210 | 2192 | 2175 | 2157 | 2139 | 2122 | 2104 | 2087 | 2069 | 2052 | 2034 | 2017 | 2000 | 1982 | 1965 | 1948 | 1930 | 1913 | 1896 | 1879 | -0.01025
RKI000:hdd_EastSouthCen | East South Central | 3231 | 3099 | 3084 | 3069 | 3053 | 3038 | 3023 | 3008 | 2992 | 2977 | 2961 | 2946 | 2930 | 2915 | 2900 | 2884 | 2869 | 2853 | 2838 | 2822 | 2807 | 2791 | 2776 | 2760 | 2745 | 2730 | -0.0067169
RKI000:hdd_WestSouthCen | West South Central | 1966 | 1889 | 1880 | 1870 | 1860 | 1851 | 1841 | 1831 | 1822 | 1812 | 1803 | 1793 | 1784 | 1774 | 1765 | 1756 | 1746 | 1737 | 1728 | 1718 | 1709 | 1700 | 1690 | 1681 | 1672 | 1663 | -0.0066728
RKI000:hdd_Mountain | Mountain | 4734 | 4833 | 4825 | 4816 | 4807 | 4799 | 4790 | 4782 | 4774 | 4766 | 4758 | 4750 | 4742 | 4734 | 4726 | 4718 | 4710 | 4702 | 4694 | 4687 | 4679 | 4671 | 4664 | 4656 | 4648 | 4641 | -0.00079331
RKI000:hdd_Pacific | Pacific | 3251 | 3291 | 3285 | 3279 | 3272 | 3266 | 3259 | 3252 | 3245 | 3238 | 3231 | 3224 | 3216 | 3209 | 3202 | 3195 | 3187 | 3180 | 3173 | 3165 | 3158 | 3151 | 3143 | 3136 | 3129 | 3122 | -0.0016182
RKI000:hdd_UnitedStates | United States | 3989.5723 | 3910.106 | 3891.6016 | 3872.8252 | 3853.7156 | 3835.1279 | 3816.1113 | 3797.1377 | 3778.501 | 3759.5527 | 3740.7109 | 3722.1609 | 3703.1575 | 3684.6523 | 3666.0649 | 3647.5562 | 3628.5244 | 3610.1992 | 3591.7322 | 3572.9053 | 3554.6526 | 3536.1577 | 3517.585 | 3499.5967 | 3481.7886 | 3464.1162 | -0.0056331
Cooling Degree Days
RKI000:cdd_NewEngland | New England | 530 | 626 | 633 | 640 | 647 | 654 | 662 | 669 | 676 | 683 | 690 | 697 | 704 | 712 | 719 | 726 | 733 | 740 | 747 | 754 | 761 | 769 | 776 | 783 | 790 | 797 | 0.016453
RKI000:cdd_MiddleAtlant | Middle Atlantic | 766 | 858 | 866 | 874 | 883 | 891 | 899 | 907 | 915 | 923 | 932 | 940 | 948 | 956 | 964 | 973 | 981 | 989 | 997 | 1005 | 1014 | 1022 | 1030 | 1038 | 1046 | 1055 | 0.012887
RKI000:cdd_EastNorthCen | East North Central | 873 | 857 | 862 | 867 | 871 | 876 | 881 | 886 | 890 | 895 | 900 | 905 | 909 | 914 | 919 | 924 | 928 | 933 | 938 | 943 | 948 | 952 | 957 | 962 | 967 | 972 | 0.0043061
RKI000:cdd_WestNorthCen | West North Central | 1052 | 1048 | 1053 | 1057 | 1062 | 1067 | 1071 | 1076 | 1081 | 1086 | 1090 | 1095 | 1100 | 1105 | 1109 | 1114 | 1119 | 1124 | 1129 | 1133 | 1138 | 1143 | 1148 | 1153 | 1158 | 1162 | 0.0039859
RKI000:cdd_SouthAtlantc | South Atlantic | 2319 | 2427 | 2442 | 2458 | 2473 | 2489 | 2505 | 2522 | 2538 | 2554 | 2570 | 2586 | 2603 | 2619 | 2635 | 2652 | 2668 | 2684 | 2701 | 2717 | 2734 | 2750 | 2767 | 2783 | 2800 | 2816 | 0.0077975
RKI000:cdd_EastSouthCen | East South Central | 1790 | 1783 | 1790 | 1797 | 1804 | 1811 | 1819 | 1826 | 1833 | 1840 | 1847 | 1854 | 1862 | 1869 | 1876 | 1883 | 1890 | 1898 | 1905 | 1912 | 1919 | 1926 | 1934 | 1941 | 1948 | 1955 | 0.0035332
RKI000:cdd_WestSouthCen | West South Central | 2916 | 2946 | 2961 | 2976 | 2990 | 3005 | 3020 | 3035 | 3049 | 3064 | 3079 | 3093 | 3108 | 3123 | 3138 | 3152 | 3167 | 3182 | 3197 | 3211 | 3226 | 3241 | 3255 | 3270 | 3285 | 3299 | 0.0049485
RKI000:cdd_Mountain | Mountain | 1515 | 1608 | 1617 | 1627 | 1636 | 1645 | 1655 | 1664 | 1673 | 1682 | 1691 | 1701 | 1710 | 1719 | 1728 | 1737 | 1746 | 1755 | 1764 | 1773 | 1782 | 1791 | 1800 | 1809 | 1818 | 1827 | 0.0075185
RKI000:cdd_Pacific | Pacific | 887 | 1040 | 1049 | 1058 | 1067 | 1076 | 1085 | 1094 | 1103 | 1112 | 1121 | 1131 | 1140 | 1149 | 1158 | 1167 | 1177 | 1186 | 1195 | 1204 | 1213 | 1223 | 1232 | 1241 | 1250 | 1259 | 0.014108
RKI000:cdd_UnitedStates | United States | 1516.4236 | 1589.8529 | 1602.1541 | 1614.6899 | 1626.8743 | 1639.4292 | 1652.1266 | 1664.9409 | 1677.3069 | 1689.963 | 1702.6976 | 1715.5259 | 1728.3977 | 1741.1991 | 1753.9226 | 1766.9214 | 1779.7961 | 1792.7117 | 1805.812 | 1818.5227 | 1831.7783 | 1844.8031 | 1857.874 | 1870.7853 | 1883.8203 | 1896.4698 | 0.0089857
Data source: U.S. Energy Information Administration (EIA), Short-Term Energy Outlook, November 2025, and EIA, Annual Energy Outlook 2026 (AEO2026)
National Energy Modeling System (NEMS) run electrnp.d021826a. Projections: EIA, AEO2026 NEMS run electrnp.d021826a.
Note: Totals may not equal sum of components due to independent rounding.
1/ Unless otherwise specified, energy consumption by end use includes all electricity consumed for that end use,
including purchased electricity and on-site generation for own use.
2/ Does not include Wi-Fi energy consumption associated with smart lighting.
3/ Does not include water heating portion of load.
4/ Includes televisions, set-top boxes, home theater systems, over-the-top streaming devices, and video game consoles.
5/ Includes desktop and laptop computers, monitors, and networking equipment.
6/ Includes (but is not limited to) dehumidifiers, ceiling fans, non-PC rechargeables, smart speakers, smartphones, tablets, microwaves,
coffee makers, miscellaneous refrigeration products, other small kitchen appliances, pool heaters, pool pumps, portable electric spas, and
security systems, as well as electric and electronic devices, heating elements, and motors not listed above.
7/ Electricity consumption when a vehicle is plugged in and charging at a residential location.
8/ Equal to gross end-use consumption plus purchased electricity for electric vehicle charging less on-site generation for own use.
9/ Includes such appliances as outdoor grills, natural gas-fueled lights, pool heaters, spa heaters, and backup electricity generators.
10/ Includes kerosene use.
11/ Includes such appliances as pool heaters, spa heaters, and backup electricity generators.
12/ Includes such appliances as outdoor grills, propane-fueled lights, pool heaters, spa heaters, and backup electricity generators.
13/ Includes wood used for primary and secondary heating in wood stoves or fireplaces as reported in the Residential Energy Consumption
Survey.
14/ Includes (but is not limited to) dehumidifiers, ceiling fans, non-PC rechargeables, smart speakers, smartphones, tables, microwaves,
coffee makers, miscellaneous refrigeration products, other small kitchen appliances, pool heaters, pool pumps, portable electric spas,
outdoor grills, natural gas- and propane-fueled lights, security systems, and backup electricity generators, as well as electric and
electronic devices, heating elements, and motors not listed above.
15/ Includes electricity losses for all electricity consumption at the residential location, including electric vehicle charging.
16/ Consumption for solar photovoltaic and wind reflects the generation converted to Btu by multiplying by the heat content of electricity (3,412 Btu/kWh).
Btu = British thermal unit
kWH = kilowatthour
-- = Not applicable

## AEO_T5_national
electrnp.d021826a
|  | Report | Annual Energy Outlook 2026
|  | Scenario | electrnp |  | Alternative Electricity and Transportation
|  | Datekey | d021826a
|  | Release Date |  | April 2026
5. Commercial Sector Key Indicators and Consumption
(quadrillion Btu, unless otherwise noted)
Avg Annual Change
| Key Indicators and Consumption | 2025 | 2026 | 2027 | 2028 | 2029 | 2030 | 2031 | 2032 | 2033 | 2034 | 2035 | 2036 | 2037 | 2038 | 2039 | 2040 | 2041 | 2042 | 2043 | 2044 | 2045 | 2046 | 2047 | 2048 | 2049 | 2050 | 2025-2050
Key Indicators
Total Floorspace (billion square feet) 1/
CKI000:da_Surviving | Surviving | 101.8455 | 103.1044 | 104.3142 | 105.4823 | 106.6284 | 107.7598 | 108.9023 | 110.0706 | 111.2677 | 112.5 | 113.7687 | 115.0739 | 116.4144 | 117.7805 | 119.1147 | 120.4153 | 121.6845 | 122.8979 | 124.0642 | 125.1985 | 126.3077 | 127.401 | 128.482 | 129.552 | 130.613 | 131.6656 | 0.010325
CKI000:da_NewAdditions | New Additions | 2.7984 | 2.7631 | 2.7356 | 2.7281 | 2.7281 | 2.7541 | 2.7954 | 2.8402 | 2.8917 | 2.9452 | 2.9994 | 3.0528 | 3.0973 | 3.0843 | 3.0694 | 3.0567 | 3.0191 | 2.9897 | 2.975 | 2.9668 | 2.9674 | 2.9713 | 2.9765 | 2.983 | 2.9903 | 2.9985 | 0.0027676
CKI000:da_Total | Total | 104.6439 | 105.8676 | 107.0499 | 108.2105 | 109.3566 | 110.514 | 111.6977 | 112.9108 | 114.1595 | 115.4452 | 116.7681 | 118.1267 | 119.5117 | 120.8648 | 122.1842 | 123.472 | 124.7036 | 125.8876 | 127.0392 | 128.1653 | 129.2751 | 130.3723 | 131.4585 | 132.5351 | 133.6032 | 134.6641 | 0.01014
Energy Consumption Intensity
(thousand Btu per square foot)
CKI000:ea_DeliveredEner | Gross End-use Consumption 2/ | 94.6086 | 95.201 | 94.8945 | 94.3916 | 93.6782 | 92.7333 | 91.8405 | 91.1409 | 90.5332 | 90.0252 | 89.527 | 89.105 | 88.6839 | 88.3047 | 87.9521 | 87.6097 | 87.3205 | 87.0995 | 86.907 | 86.7353 | 86.5534 | 86.3039 | 85.9853 | 85.6331 | 85.2645 | 84.8973 | -0.0043229
CKI000:ea_ElectricityRe | Delivered Energy Consumption | 93.0843 | 93.5132 | 93.0748 | 92.5196 | 91.7827 | 90.8092 | 89.8996 | 89.1918 | 88.5732 | 88.0385 | 87.524 | 87.0926 | 86.6389 | 86.2286 | 85.8337 | 85.4582 | 85.1607 | 84.9163 | 84.7201 | 84.5414 | 84.3573 | 84.0937 | 83.7532 | 83.3788 | 82.9978 | 82.6097 | -0.0047638
Energy Consumption by Fuel
Electricity 2/
CKI000:ga_SpaceHeating | Space Heating 3/ | 0.20086 | 0.19399 | 0.19233 | 0.19124 | 0.18969 | 0.1879 | 0.18603 | 0.18411 | 0.18223 | 0.18024 | 0.1782 | 0.17623 | 0.1741 | 0.17193 | 0.16966 | 0.16737 | 0.1651 | 0.16281 | 0.16051 | 0.15816 | 0.15582 | 0.15336 | 0.15071 | 0.14803 | 0.14539 | 0.14267 | -0.01359
CKI000:ga_SpaceCooling | Space Cooling 3/ 4/ | 0.56684 | 0.59447 | 0.60086 | 0.60903 | 0.61581 | 0.62007 | 0.62496 | 0.63045 | 0.63641 | 0.64295 | 0.6498 | 0.65745 | 0.66527 | 0.67323 | 0.6811 | 0.68931 | 0.69798 | 0.7071 | 0.71693 | 0.72701 | 0.73755 | 0.74767 | 0.75734 | 0.76694 | 0.77709 | 0.78724 | 0.013225
CKI000:ga_WaterHeating | Water Heating 3/ | 0.073797 | 0.072726 | 0.072052 | 0.07164 | 0.071071 | 0.070187 | 0.069283 | 0.068399 | 0.067566 | 0.066746 | 0.065932 | 0.065184 | 0.064425 | 0.063673 | 0.062916 | 0.062153 | 0.061431 | 0.060716 | 0.060034 | 0.059364 | 0.058695 | 0.058002 | 0.057258 | 0.056503 | 0.055764 | 0.055011 | -0.011683
CKI000:ga_Ventilation | Ventilation 4/ | 0.77258 | 0.77808 | 0.78722 | 0.79895 | 0.80862 | 0.81285 | 0.8174 | 0.82249 | 0.82842 | 0.83473 | 0.84141 | 0.84894 | 0.8565 | 0.86421 | 0.87185 | 0.87961 | 0.88787 | 0.89626 | 0.90509 | 0.91416 | 0.92337 | 0.93217 | 0.94026 | 0.94815 | 0.95642 | 0.96452 | 0.0089153
CKI000:ga_Cooking | Cooking | 0.083991 | 0.083245 | 0.082882 | 0.08275 | 0.082396 | 0.081708 | 0.080997 | 0.080317 | 0.079704 | 0.079116 | 0.078533 | 0.077998 | 0.077442 | 0.076881 | 0.076298 | 0.075702 | 0.075151 | 0.074597 | 0.074065 | 0.073538 | 0.073002 | 0.072417 | 0.071763 | 0.071082 | 0.070415 | 0.069721 | -0.0074204
CKI000:ga_Lighting | Lighting | 0.56465 | 0.55333 | 0.54733 | 0.54543 | 0.54359 | 0.53232 | 0.52262 | 0.5142 | 0.50678 | 0.49978 | 0.49295 | 0.48729 | 0.48249 | 0.4785 | 0.47512 | 0.47012 | 0.46641 | 0.46348 | 0.4613 | 0.45964 | 0.4584 | 0.45726 | 0.45599 | 0.45471 | 0.45369 | 0.4527 | -0.0088004
CKI000:ga_Refrigeration | Refrigeration | 0.36673 | 0.36595 | 0.36617 | 0.367 | 0.36756 | 0.36664 | 0.36621 | 0.36611 | 0.36639 | 0.36695 | 0.36776 | 0.36885 | 0.37005 | 0.37124 | 0.37238 | 0.37349 | 0.37483 | 0.3761 | 0.37739 | 0.37866 | 0.3799 | 0.38101 | 0.38196 | 0.38281 | 0.38365 | 0.38442 | 0.0018852
CKI000:ga_DataCtrServ | Data Center Servers 4/ | 0.35769 | 0.4037 | 0.45297 | 0.50386 | 0.5558 | 0.60811 | 0.66098 | 0.71486 | 0.76973 | 0.82541 | 0.88172 | 0.93839 | 0.99515 | 1.0513 | 1.1064 | 1.1598 | 1.2114 | 1.2604 | 1.3068 | 1.3499 | 1.3895 | 1.4248 | 1.4555 | 1.4812 | 1.5018 | 1.5201 | 0.059582
CKI000:ha_CompOfficeEquipme | Computers and office equipment 5/ | 0.21695 | 0.21174 | 0.20712 | 0.20268 | 0.19826 | 0.19391 | 0.18983 | 0.18572 | 0.18247 | 0.17971 | 0.17707 | 0.17504 | 0.17318 | 0.17145 | 0.17038 | 0.16903 | 0.16737 | 0.16648 | 0.16481 | 0.16345 | 0.16186 | 0.16063 | 0.15854 | 0.15621 | 0.15364 | 0.15081 | -0.014442
CKI000:ha_OtherUses | Other Uses 4/ 6/ | 1.9492 | 2.1337 | 2.1397 | 2.1391 | 2.1382 | 2.136 | 2.1343 | 2.1335 | 2.1342 | 2.1363 | 2.1396 | 2.145 | 2.1512 | 2.1579 | 2.1649 | 2.1722 | 2.1794 | 2.1868 | 2.1949 | 2.203 | 2.2121 | 2.2211 | 2.2301 | 2.2397 | 2.2497 | 2.2604 | 0.005943
CKI000:ha_ElecSubtotal | Gross End-use Electricity Consumption | 5.1533 | 5.391 | 5.4486 | 5.5117 | 5.571 | 5.6097 | 5.6526 | 5.7001 | 5.7539 | 5.8119 | 5.873 | 5.9403 | 6.0097 | 6.0803 | 6.1509 | 6.2188 | 6.287 | 6.3548 | 6.4218 | 6.4869 | 6.5502 | 6.6084 | 6.6595 | 6.7053 | 6.7476 | 6.7875 | 0.011079
CKI000:ha_PurchElecEVCha | Purchased Electricity for Electric Vehicle Charging 7/ | 0.031625 | 0.041349 | 0.053095 | 0.066244 | 0.079603 | 0.092543 | 0.10442 | 0.11564 | 0.12697 | 0.1385 | 0.15039 | 0.16246 | 0.1748 | 0.18724 | 0.19959 | 0.21229 | 0.22536 | 0.23924 | 0.25397 | 0.26994 | 0.28712 | 0.30474 | 0.3227 | 0.34104 | 0.35961 | 0.37826 | 0.10436
CKI000:ha_OwnGeneration | On-site Generation for Own Use | 0.15951 | 0.17868 | 0.19481 | 0.20257 | 0.20728 | 0.21265 | 0.21679 | 0.22007 | 0.22376 | 0.22936 | 0.23389 | 0.23771 | 0.24441 | 0.25093 | 0.25883 | 0.26565 | 0.26933 | 0.27484 | 0.27782 | 0.28117 | 0.28391 | 0.28816 | 0.29342 | 0.29878 | 0.30283 | 0.30806 | 0.026677
CKI000:ha_PurchasedElec | Purchased Electricity at Commercial Location 8/ | 5.0254 | 5.2536 | 5.3069 | 5.3754 | 5.4433 | 5.4896 | 5.5402 | 5.5957 | 5.6572 | 5.721 | 5.7895 | 5.8651 | 5.9401 | 6.0166 | 6.0917 | 6.1654 | 6.243 | 6.3192 | 6.398 | 6.4756 | 6.5534 | 6.625 | 6.6888 | 6.7476 | 6.8044 | 6.8578 | 0.012513
Natural Gas
CKI000:ia_SpaceHeating | Space Heating 3/ | 1.6774 | 1.659 | 1.6553 | 1.6402 | 1.6146 | 1.5854 | 1.5582 | 1.5397 | 1.5256 | 1.515 | 1.5042 | 1.4947 | 1.4848 | 1.4748 | 1.4642 | 1.4538 | 1.4438 | 1.4355 | 1.4278 | 1.4208 | 1.4132 | 1.4032 | 1.3916 | 1.3797 | 1.3678 | 1.3563 | -0.0084646
CKI000:ia_SpaceCooling | Space Cooling 3/ | 0.015692 | 0.017612 | 0.017945 | 0.018169 | 0.018287 | 0.018392 | 0.018555 | 0.018871 | 0.01928 | 0.019785 | 0.020338 | 0.020947 | 0.021603 | 0.022292 | 0.023007 | 0.023771 | 0.024568 | 0.025421 | 0.026326 | 0.027285 | 0.028298 | 0.029311 | 0.030356 | 0.031435 | 0.03257 | 0.033763 | 0.031122
CKI000:ia_WaterHeating | Water Heating 3/ | 0.27397 | 0.28034 | 0.28302 | 0.2837 | 0.28281 | 0.28132 | 0.28014 | 0.28066 | 0.28179 | 0.28386 | 0.2861 | 0.28878 | 0.29145 | 0.29413 | 0.29673 | 0.29937 | 0.30216 | 0.30532 | 0.30863 | 0.31214 | 0.31552 | 0.31843 | 0.32101 | 0.32347 | 0.32592 | 0.32843 | 0.0072785
CKI000:ia_Cooking | Cooking | 0.40539 | 0.4127 | 0.4162 | 0.41677 | 0.41515 | 0.4126 | 0.41052 | 0.41082 | 0.41203 | 0.41452 | 0.4172 | 0.42047 | 0.42367 | 0.42687 | 0.4299 | 0.43293 | 0.43625 | 0.44006 | 0.44408 | 0.44835 | 0.45242 | 0.45574 | 0.45854 | 0.46115 | 0.46372 | 0.46634 | 0.0056187
CKI000:ia_OtherUses | Other Uses 9/ | 1.2674 | 1.1943 | 1.199 | 1.1971 | 1.1883 | 1.1771 | 1.1661 | 1.1607 | 1.1572 | 1.1563 | 1.1553 | 1.1553 | 1.1552 | 1.1551 | 1.155 | 1.1552 | 1.1555 | 1.1574 | 1.1597 | 1.163 | 1.1659 | 1.1674 | 1.168 | 1.1684 | 1.1689 | 1.1697 | -0.0032039
CKI000:ia_DeliveredEner | Delivered Energy | 3.6398 | 3.564 | 3.5715 | 3.5559 | 3.5192 | 3.4749 | 3.4335 | 3.4107 | 3.3959 | 3.3895 | 3.3831 | 3.3803 | 3.3767 | 3.3732 | 3.3688 | 3.3651 | 3.3623 | 3.3637 | 3.3665 | 3.3715 | 3.3753 | 3.3741 | 3.3696 | 3.3642 | 3.3589 | 3.3544 | -0.0032604
Distillate Fuel Oil
CKI000:ja_SpaceHeating | Space Heating 3/ | 0.074528 | 0.072814 | 0.072147 | 0.071328 | 0.07024 | 0.06939 | 0.068552 | 0.067389 | 0.065912 | 0.064453 | 0.063009 | 0.06167 | 0.060346 | 0.059039 | 0.05778 | 0.056542 | 0.055331 | 0.054154 | 0.052975 | 0.051814 | 0.050657 | 0.049516 | 0.048376 | 0.047276 | 0.046179 | 0.045136 | -0.01986
CKI000:ja_WaterHeating | Water Heating 3/ | 0.0037681 | 0.0037833 | 0.0037725 | 0.0037564 | 0.0037375 | 0.0037338 | 0.0037297 | 0.0037097 | 0.0036715 | 0.0036356 | 0.0036016 | 0.003574 | 0.0035475 | 0.0035207 | 0.0034961 | 0.0034718 | 0.0034478 | 0.0034244 | 0.0034005 | 0.0033757 | 0.0033501 | 0.0033244 | 0.0032979 | 0.0032726 | 0.0032461 | 0.0032222 | -0.0062407
CKI000:ja_OtherUses | Other Uses 10/ | 0.23712 | 0.24239 | 0.25053 | 0.25241 | 0.25394 | 0.25636 | 0.25847 | 0.25922 | 0.25816 | 0.25716 | 0.25619 | 0.25563 | 0.25496 | 0.25428 | 0.25375 | 0.25329 | 0.25278 | 0.25231 | 0.2518 | 0.25127 | 0.25063 | 0.24996 | 0.24919 | 0.2485 | 0.2477 | 0.24708 | 0.0016459
CKI000:ja_DeliveredEner | Delivered Energy | 0.31542 | 0.31899 | 0.32645 | 0.32749 | 0.32792 | 0.32948 | 0.33075 | 0.33032 | 0.32775 | 0.32525 | 0.3228 | 0.32087 | 0.31886 | 0.31684 | 0.31502 | 0.3133 | 0.31156 | 0.30988 | 0.30817 | 0.30645 | 0.30464 | 0.3028 | 0.30087 | 0.29905 | 0.29712 | 0.29543 | -0.0026148
CKI000:ka_MarketedRenew | Marketed Renewables (biomass) | 0.14368 | 0.14368 | 0.14368 | 0.14368 | 0.14368 | 0.14368 | 0.14368 | 0.14368 | 0.14368 | 0.14368 | 0.14368 | 0.14368 | 0.14368 | 0.14368 | 0.14368 | 0.14368 | 0.14368 | 0.14368 | 0.14368 | 0.14368 | 0.14368 | 0.14368 | 0.14368 | 0.14368 | 0.14368 | 0.14368 | 0
CKI000:ka_OtherFuels | Other Fuels 11/ | 0.64805 | 0.66109 | 0.66816 | 0.67531 | 0.68252 | 0.69059 | 0.69792 | 0.70595 | 0.71397 | 0.72266 | 0.73133 | 0.74054 | 0.74982 | 0.7589 | 0.76786 | 0.77653 | 0.78472 | 0.79267 | 0.80039 | 0.80794 | 0.81531 | 0.82267 | 0.8299 | 0.83711 | 0.84429 | 0.85151 | 0.010982
Energy Consumption by End Use 2/
CKI000:la_SpaceHeating | Space Heating 3/ | 1.9528 | 1.9258 | 1.9198 | 1.9028 | 1.8746 | 1.8427 | 1.8127 | 1.7912 | 1.7737 | 1.7597 | 1.7454 | 1.7326 | 1.7192 | 1.7058 | 1.6917 | 1.6777 | 1.6642 | 1.6525 | 1.6413 | 1.6307 | 1.6197 | 1.6061 | 1.5907 | 1.575 | 1.5594 | 1.5441 | -0.0093496
CKI000:la_SpaceCooling | Space Cooling 3/ 4/ | 0.58253 | 0.61208 | 0.61881 | 0.6272 | 0.6341 | 0.63846 | 0.64351 | 0.64932 | 0.65569 | 0.66273 | 0.67014 | 0.6784 | 0.68687 | 0.69552 | 0.70411 | 0.71308 | 0.72255 | 0.73252 | 0.74326 | 0.75429 | 0.76585 | 0.77698 | 0.78769 | 0.79838 | 0.80966 | 0.821 | 0.01382
CKI000:la_WaterHeating | Water Heating 3/ | 0.35154 | 0.35685 | 0.35884 | 0.3591 | 0.35762 | 0.35524 | 0.35315 | 0.35277 | 0.35303 | 0.35424 | 0.35563 | 0.35754 | 0.35942 | 0.36132 | 0.36314 | 0.36499 | 0.36704 | 0.36946 | 0.37206 | 0.37487 | 0.37757 | 0.37976 | 0.38156 | 0.38324 | 0.38493 | 0.38666 | 0.0038169
CKI000:la_Ventilation | Ventilation 4/ | 0.77258 | 0.77808 | 0.78722 | 0.79895 | 0.80862 | 0.81285 | 0.8174 | 0.82249 | 0.82842 | 0.83473 | 0.84141 | 0.84894 | 0.8565 | 0.86421 | 0.87185 | 0.87961 | 0.88787 | 0.89626 | 0.90509 | 0.91416 | 0.92337 | 0.93217 | 0.94026 | 0.94815 | 0.95642 | 0.96452 | 0.0089153
CKI000:la_Cooking | Cooking | 0.48938 | 0.49594 | 0.49908 | 0.49952 | 0.49755 | 0.49431 | 0.49152 | 0.49113 | 0.49173 | 0.49363 | 0.49574 | 0.49846 | 0.50112 | 0.50375 | 0.5062 | 0.50864 | 0.5114 | 0.51465 | 0.51814 | 0.52189 | 0.52542 | 0.52816 | 0.53031 | 0.53223 | 0.53414 | 0.53607 | 0.0036512
CKI000:la_Lighting | Lighting | 0.56465 | 0.55333 | 0.54733 | 0.54543 | 0.54359 | 0.53232 | 0.52262 | 0.5142 | 0.50678 | 0.49978 | 0.49295 | 0.48729 | 0.48249 | 0.4785 | 0.47512 | 0.47012 | 0.46641 | 0.46348 | 0.4613 | 0.45964 | 0.4584 | 0.45726 | 0.45599 | 0.45471 | 0.45369 | 0.4527 | -0.0088004
CKI000:la_Refrigeration | Refrigeration | 0.36673 | 0.36595 | 0.36617 | 0.367 | 0.36756 | 0.36664 | 0.36621 | 0.36611 | 0.36639 | 0.36695 | 0.36776 | 0.36885 | 0.37005 | 0.37124 | 0.37238 | 0.37349 | 0.37483 | 0.3761 | 0.37739 | 0.37866 | 0.3799 | 0.38101 | 0.38196 | 0.38281 | 0.38365 | 0.38442 | 0.0018852
CKI000:la_DataCtrServ | Data Center Servers 4/ | 0.35769 | 0.4037 | 0.45297 | 0.50386 | 0.5558 | 0.60811 | 0.66098 | 0.71486 | 0.76973 | 0.82541 | 0.88172 | 0.93839 | 0.99515 | 1.0513 | 1.1064 | 1.1598 | 1.2114 | 1.2604 | 1.3068 | 1.3499 | 1.3895 | 1.4248 | 1.4555 | 1.4812 | 1.5018 | 1.5201 | 0.059582
CKI000:ma_CompOfficeEquipme | Computers and office equipment 5/ | 0.21695 | 0.21174 | 0.20712 | 0.20268 | 0.19826 | 0.19391 | 0.18983 | 0.18572 | 0.18247 | 0.17971 | 0.17707 | 0.17504 | 0.17318 | 0.17145 | 0.17038 | 0.16903 | 0.16737 | 0.16648 | 0.16481 | 0.16345 | 0.16186 | 0.16063 | 0.15854 | 0.15621 | 0.15364 | 0.15081 | -0.014442
CKI000:ma_OtherUses | Other Uses 4/ 11/ 12/ | 4.2454 | 4.3752 | 4.4011 | 4.4076 | 4.4067 | 4.4038 | 4.4004 | 4.403 | 4.4073 | 4.4161 | 4.4261 | 4.4401 | 4.4548 | 4.4699 | 4.4851 | 4.5009 | 4.5161 | 4.5329 | 4.5505 | 4.5689 | 4.5876 | 4.6048 | 4.6209 | 4.6374 | 4.6542 | 4.6723 | 0.0038402
CKI000:ma_GrsEndUseCons | Gross End-use Consumption | 9.9002 | 10.0787 | 10.1584 | 10.2142 | 10.2443 | 10.2483 | 10.2584 | 10.2908 | 10.3352 | 10.393 | 10.4539 | 10.5257 | 10.5988 | 10.6729 | 10.7464 | 10.8173 | 10.8892 | 10.9647 | 11.0406 | 11.1165 | 11.1892 | 11.2516 | 11.3035 | 11.3494 | 11.3916 | 11.4326 | 0.0057732
CKI000:ma_PurchElecEVCha | Purchased Electricity for Electric Vehicle Charging 7/ | 0.031625 | 0.041349 | 0.053095 | 0.066244 | 0.079603 | 0.092543 | 0.10442 | 0.11564 | 0.12697 | 0.1385 | 0.15039 | 0.16246 | 0.1748 | 0.18724 | 0.19959 | 0.21229 | 0.22536 | 0.23924 | 0.25397 | 0.26994 | 0.28712 | 0.30474 | 0.3227 | 0.34104 | 0.35961 | 0.37826 | 0.10436
CKI000:ma_OwnGeneration | On-site Generation for Own Use | 0.15951 | 0.17868 | 0.19481 | 0.20257 | 0.20728 | 0.21265 | 0.21679 | 0.22007 | 0.22376 | 0.22936 | 0.23389 | 0.23771 | 0.24441 | 0.25093 | 0.25883 | 0.26565 | 0.26933 | 0.27484 | 0.27782 | 0.28117 | 0.28391 | 0.28816 | 0.29342 | 0.29878 | 0.30283 | 0.30806 | 0.026677
CKI000:ma_DeliveredEner | Delivered Energy 8/ | 9.7723 | 9.9414 | 10.0167 | 10.0778 | 10.1166 | 10.1282 | 10.146 | 10.1864 | 10.2384 | 10.3021 | 10.3704 | 10.4504 | 10.5292 | 10.6092 | 10.6871 | 10.764 | 10.8452 | 10.9291 | 11.0168 | 11.1052 | 11.1924 | 11.2682 | 11.3328 | 11.3916 | 11.4484 | 11.5028 | 0.0065428
CKI000:na_ElectricityRe | Electricity Related Losses 13/ | 6.9051 | 7.1494 | 6.6704 | 6.4663 | 6.3999 | 6.3393 | 6.1938 | 6.1339 | 6.1266 | 6.0747 | 6.0558 | 6.0407 | 6.0577 | 6.0901 | 6.1077 | 6.1083 | 6.1124 | 6.1441 | 6.1854 | 6.2278 | 6.2706 | 6.3098 | 6.3476 | 6.3793 | 6.3855 | 6.4082 | -0.0029832
Total Energy Consumption by End Use 2/
CKI000:oa_SpaceHeating | Space Heating 3/ | 2.2202 | 2.181 | 2.1529 | 2.1244 | 2.0893 | 2.0514 | 2.0127 | 1.9852 | 1.9634 | 1.9435 | 1.9243 | 1.9069 | 1.8895 | 1.8726 | 1.8546 | 1.8365 | 1.8189 | 1.804 | 1.7897 | 1.7763 | 1.7624 | 1.7458 | 1.7275 | 1.7088 | 1.6897 | 1.6713 | -0.011295
CKI000:oa_SpaceCooling | Space Cooling 3/ 4/ | 1.3373 | 1.3943 | 1.347 | 1.3329 | 1.3312 | 1.3273 | 1.3154 | 1.3137 | 1.3181 | 1.3185 | 1.3228 | 1.3284 | 1.3377 | 1.3488 | 1.3583 | 1.3668 | 1.3767 | 1.3903 | 1.4064 | 1.4232 | 1.441 | 1.458 | 1.4747 | 1.4912 | 1.5062 | 1.5232 | 0.0052213
CKI000:oa_WaterHeating | Water Heating 3/ | 0.4498 | 0.45254 | 0.44617 | 0.44211 | 0.43807 | 0.43322 | 0.42764 | 0.42485 | 0.42336 | 0.42231 | 0.42185 | 0.42199 | 0.42245 | 0.42312 | 0.42357 | 0.42394 | 0.42461 | 0.42594 | 0.42759 | 0.42949 | 0.43129 | 0.43259 | 0.43351 | 0.43428 | 0.43492 | 0.43573 | -0.0012699
CKI000:oa_Ventilation | Ventilation 4/ | 1.8013 | 1.8018 | 1.7413 | 1.7247 | 1.724 | 1.7159 | 1.6962 | 1.6893 | 1.6907 | 1.6861 | 1.6865 | 1.6883 | 1.6944 | 1.7029 | 1.7092 | 1.7138 | 1.7199 | 1.73 | 1.7422 | 1.7552 | 1.7686 | 1.7813 | 1.7932 | 1.8046 | 1.8137 | 1.8249 | 0.0005211
CKI000:oa_Cooking | Cooking | 0.60122 | 0.60547 | 0.59954 | 0.5954 | 0.59082 | 0.58509 | 0.5786 | 0.57578 | 0.57469 | 0.57433 | 0.57461 | 0.57558 | 0.57688 | 0.57836 | 0.57948 | 0.58043 | 0.58182 | 0.58405 | 0.58665 | 0.58955 | 0.59224 | 0.59412 | 0.59541 | 0.59644 | 0.59725 | 0.59826 | -0.00019726
CKI000:oa_Lighting | Lighting | 1.3165 | 1.2814 | 1.2107 | 1.1774 | 1.1589 | 1.1237 | 1.0845 | 1.0561 | 1.0343 | 1.0095 | 0.98804 | 0.96909 | 0.95451 | 0.94285 | 0.93144 | 0.91599 | 0.90349 | 0.89463 | 0.88797 | 0.88253 | 0.87801 | 0.87377 | 0.86966 | 0.86544 | 0.86035 | 0.85651 | -0.017047
CKI000:oa_Refrigeration | Refrigeration | 0.85505 | 0.84745 | 0.80997 | 0.79225 | 0.78364 | 0.77399 | 0.75991 | 0.75193 | 0.74776 | 0.74121 | 0.73711 | 0.73354 | 0.73207 | 0.7315 | 0.73003 | 0.7277 | 0.72609 | 0.72597 | 0.72646 | 0.72705 | 0.72765 | 0.72808 | 0.72846 | 0.72859 | 0.72753 | 0.72733 | -0.0064505
CKI000:oa_DataCtrServ | Data Center Servers 4/ | 0.83397 | 0.93486 | 1.002 | 1.0877 | 1.185 | 1.2837 | 1.3716 | 1.4682 | 1.5709 | 1.6673 | 1.7673 | 1.8662 | 1.9687 | 2.0715 | 2.1689 | 2.2598 | 2.3467 | 2.4329 | 2.5156 | 2.5918 | 2.6614 | 2.7227 | 2.7759 | 2.8192 | 2.8479 | 2.876 | 0.050766
CKI000:pa_CompOfficeEquipme | Computers and office equipment 5/ | 0.50583 | 0.49035 | 0.45815 | 0.43754 | 0.42269 | 0.40935 | 0.39391 | 0.38144 | 0.37239 | 0.363 | 0.3549 | 0.34811 | 0.3426 | 0.33783 | 0.33402 | 0.32935 | 0.32421 | 0.32135 | 0.31725 | 0.31383 | 0.31003 | 0.30695 | 0.30237 | 0.29731 | 0.29135 | 0.28533 | -0.022642
CKI000:pa_OtherUses | Other Uses 4/ 11/ 12/ | 6.8407 | 7.1827 | 6.9944 | 6.8863 | 6.8271 | 6.7769 | 6.695 | 6.6514 | 6.6287 | 6.5949 | 6.575 | 6.5609 | 6.5593 | 6.564 | 6.5644 | 6.561 | 6.5585 | 6.5672 | 6.5806 | 6.5958 | 6.6125 | 6.6279 | 6.6441 | 6.6604 | 6.6707 | 6.6886 | -0.00089899
CKI000:pa_Total | Total Gross End-use Consumption | 16.7619 | 17.1718 | 16.7622 | 16.6007 | 16.5506 | 16.4807 | 16.3355 | 16.2979 | 16.3243 | 16.3206 | 16.3524 | 16.3991 | 16.4782 | 16.5735 | 16.654 | 16.7153 | 16.7809 | 16.8763 | 16.9804 | 17.0846 | 17.1851 | 17.2712 | 17.3448 | 17.4062 | 17.4396 | 17.4873 | 0.0016961
CKI000:pa_PurchElecEVCha | Purchased Electricity for Electric Vehicle Charging 7/ | 0.07508 | 0.097619 | 0.11983 | 0.14593 | 0.17319 | 0.19941 | 0.22115 | 0.24241 | 0.26448 | 0.28557 | 0.3077 | 0.32979 | 0.35307 | 0.37677 | 0.3997 | 0.42261 | 0.44601 | 0.47186 | 0.49951 | 0.52956 | 0.56185 | 0.59498 | 0.62895 | 0.66346 | 0.69708 | 0.73173 | 0.09535
CKI000:pa_OwnGeneration | On-site Generation for Own Use | 0.15951 | 0.17868 | 0.19481 | 0.20257 | 0.20728 | 0.21265 | 0.21679 | 0.22007 | 0.22376 | 0.22936 | 0.23389 | 0.23771 | 0.24441 | 0.25093 | 0.25883 | 0.26565 | 0.26933 | 0.27484 | 0.27782 | 0.28117 | 0.28391 | 0.28816 | 0.29342 | 0.29878 | 0.30283 | 0.30806 | 0.026677
CKI000:pa_TtllOwnUseGen | Total Energy 8/ | 16.6775 | 17.0908 | 16.6872 | 16.5441 | 16.5165 | 16.4675 | 16.3398 | 16.3202 | 16.3651 | 16.3768 | 16.4262 | 16.4911 | 16.5868 | 16.6993 | 16.7948 | 16.8723 | 16.9576 | 17.0733 | 17.2021 | 17.333 | 17.463 | 17.578 | 17.6804 | 17.7709 | 17.8339 | 17.911 | 0.0028583
Nonmarketed Renewable Fuels
CKI000:qa_SolarThermal | Solar Thermal | 0.065495 | 0.063335 | 0.063611 | 0.062602 | 0.061895 | 0.061556 | 0.061001 | 0.059719 | 0.0594 | 0.059208 | 0.058635 | 0.058119 | 0.057821 | 0.057597 | 0.057361 | 0.057212 | 0.056903 | 0.056644 | 0.056244 | 0.055781 | 0.055393 | 0.054973 | 0.054613 | 0.054244 | 0.053925 | 0.053519 | -0.0080454
CKI000:qa_SolarPhotovol | Solar Photovoltaic 14/ | 0.15757 | 0.17654 | 0.19265 | 0.20039 | 0.20507 | 0.21039 | 0.21451 | 0.21775 | 0.2214 | 0.22693 | 0.23142 | 0.2352 | 0.24182 | 0.24829 | 0.25614 | 0.26292 | 0.26657 | 0.27201 | 0.27495 | 0.27825 | 0.28096 | 0.28517 | 0.29038 | 0.29569 | 0.29971 | 0.3049 | 0.026755
CKI000:qa_EKnowitzWindy | Wind 14/ | 0.0025243 | 0.0025274 | 0.0025326 | 0.0025332 | 0.0025359 | 0.0025404 | 0.0025423 | 0.0025454 | 0.0025491 | 0.0025516 | 0.0025529 | 0.0025536 | 0.0025551 | 0.0025565 | 0.0025584 | 0.0025604 | 0.0025611 | 0.002565 | 0.0025665 | 0.0025678 | 0.0025684 | 0.0025693 | 0.0025717 | 0.0025733 | 0.002574 | 0.0025747 | 0.00079194
CKI000:qa_TotalSolar | Total | 0.22559 | 0.2424 | 0.25879 | 0.26552 | 0.2695 | 0.27449 | 0.27805 | 0.28001 | 0.28335 | 0.28869 | 0.29261 | 0.29587 | 0.30219 | 0.30844 | 0.31606 | 0.32269 | 0.32604 | 0.33122 | 0.33376 | 0.3366 | 0.33892 | 0.34271 | 0.34757 | 0.35251 | 0.35621 | 0.36099 | 0.018983
Heating Degree Days
CKI000:hdd_NewEngland | New England | 6045 | 5873 | 5850 | 5826 | 5803 | 5779 | 5755 | 5732 | 5708 | 5684 | 5661 | 5637 | 5613 | 5589 | 5566 | 5542 | 5518 | 5495 | 5471 | 5447 | 5423 | 5400 | 5376 | 5352 | 5328 | 5305 | -0.0052097
CKI000:hdd_MiddleAtlant | Middle Atlantic | 5404 | 5271 | 5249 | 5228 | 5207 | 5185 | 5164 | 5142 | 5121 | 5100 | 5078 | 5057 | 5035 | 5014 | 4993 | 4971 | 4950 | 4929 | 4907 | 4886 | 4865 | 4843 | 4822 | 4801 | 4780 | 4758 | -0.0050795
CKI000:hdd_EastNorthCen | East North Central | 5984 | 5836 | 5817 | 5798 | 5779 | 5760 | 5741 | 5722 | 5703 | 5683 | 5664 | 5645 | 5626 | 5607 | 5588 | 5569 | 5549 | 5530 | 5511 | 5492 | 5473 | 5453 | 5434 | 5415 | 5396 | 5377 | -0.0042692
CKI000:hdd_WestNorthCen | West North Central | 6267 | 6263 | 6251 | 6239 | 6227 | 6215 | 6203 | 6191 | 6178 | 6166 | 6153 | 6141 | 6128 | 6116 | 6103 | 6091 | 6078 | 6066 | 6053 | 6040 | 6028 | 6015 | 6002 | 5990 | 5977 | 5964 | -0.0019803
CKI000:hdd_SouthAtlantc | South Atlantic | 2431 | 2296 | 2280 | 2263 | 2245 | 2228 | 2210 | 2192 | 2175 | 2157 | 2139 | 2122 | 2104 | 2087 | 2069 | 2052 | 2034 | 2017 | 2000 | 1982 | 1965 | 1948 | 1930 | 1913 | 1896 | 1879 | -0.01025
CKI000:hdd_EastSouthCen | East South Central | 3231 | 3099 | 3084 | 3069 | 3053 | 3038 | 3023 | 3008 | 2992 | 2977 | 2961 | 2946 | 2930 | 2915 | 2900 | 2884 | 2869 | 2853 | 2838 | 2822 | 2807 | 2791 | 2776 | 2760 | 2745 | 2730 | -0.0067169
CKI000:hdd_WestSouthCen | West South Central | 1966 | 1889 | 1880 | 1870 | 1860 | 1851 | 1841 | 1831 | 1822 | 1812 | 1803 | 1793 | 1784 | 1774 | 1765 | 1756 | 1746 | 1737 | 1728 | 1718 | 1709 | 1700 | 1690 | 1681 | 1672 | 1663 | -0.0066728
CKI000:hdd_Mountain | Mountain | 4734 | 4833 | 4825 | 4816 | 4807 | 4799 | 4790 | 4782 | 4774 | 4766 | 4758 | 4750 | 4742 | 4734 | 4726 | 4718 | 4710 | 4702 | 4694 | 4687 | 4679 | 4671 | 4664 | 4656 | 4648 | 4641 | -0.00079331
CKI000:hdd_Pacific | Pacific | 3251 | 3291 | 3285 | 3279 | 3272 | 3266 | 3259 | 3252 | 3245 | 3238 | 3231 | 3224 | 3216 | 3209 | 3202 | 3195 | 3187 | 3180 | 3173 | 3165 | 3158 | 3151 | 3143 | 3136 | 3129 | 3122 | -0.0016182
CKI000:hdd_UnitedStates | United States | 3989.5723 | 3910.106 | 3891.6016 | 3872.8252 | 3853.7156 | 3835.1279 | 3816.1113 | 3797.1377 | 3778.501 | 3759.5527 | 3740.7109 | 3722.1609 | 3703.1575 | 3684.6523 | 3666.0649 | 3647.5562 | 3628.5244 | 3610.1992 | 3591.7322 | 3572.9053 | 3554.6526 | 3536.1577 | 3517.585 | 3499.5967 | 3481.7886 | 3464.1162 | -0.0056331
Cooling Degree Days
CKI000:cdd_NewEngland | New England | 530 | 626 | 633 | 640 | 647 | 654 | 662 | 669 | 676 | 683 | 690 | 697 | 704 | 712 | 719 | 726 | 733 | 740 | 747 | 754 | 761 | 769 | 776 | 783 | 790 | 797 | 0.016453
CKI000:cdd_MiddleAtlant | Middle Atlantic | 766 | 858 | 866 | 874 | 883 | 891 | 899 | 907 | 915 | 923 | 932 | 940 | 948 | 956 | 964 | 973 | 981 | 989 | 997 | 1005 | 1014 | 1022 | 1030 | 1038 | 1046 | 1055 | 0.012887
CKI000:cdd_EastNorthCen | East North Central | 873 | 857 | 862 | 867 | 871 | 876 | 881 | 886 | 890 | 895 | 900 | 905 | 909 | 914 | 919 | 924 | 928 | 933 | 938 | 943 | 948 | 952 | 957 | 962 | 967 | 972 | 0.0043061
CKI000:cdd_WestNorthCen | West North Central | 1052 | 1048 | 1053 | 1057 | 1062 | 1067 | 1071 | 1076 | 1081 | 1086 | 1090 | 1095 | 1100 | 1105 | 1109 | 1114 | 1119 | 1124 | 1129 | 1133 | 1138 | 1143 | 1148 | 1153 | 1158 | 1162 | 0.0039859
CKI000:cdd_SouthAtlantc | South Atlantic | 2319 | 2427 | 2442 | 2458 | 2473 | 2489 | 2505 | 2522 | 2538 | 2554 | 2570 | 2586 | 2603 | 2619 | 2635 | 2652 | 2668 | 2684 | 2701 | 2717 | 2734 | 2750 | 2767 | 2783 | 2800 | 2816 | 0.0077975
CKI000:cdd_EastSouthCen | East South Central | 1790 | 1783 | 1790 | 1797 | 1804 | 1811 | 1819 | 1826 | 1833 | 1840 | 1847 | 1854 | 1862 | 1869 | 1876 | 1883 | 1890 | 1898 | 1905 | 1912 | 1919 | 1926 | 1934 | 1941 | 1948 | 1955 | 0.0035332
CKI000:cdd_WestSouthCen | West South Central | 2916 | 2946 | 2961 | 2976 | 2990 | 3005 | 3020 | 3035 | 3049 | 3064 | 3079 | 3093 | 3108 | 3123 | 3138 | 3152 | 3167 | 3182 | 3197 | 3211 | 3226 | 3241 | 3255 | 3270 | 3285 | 3299 | 0.0049485
CKI000:cdd_Mountain | Mountain | 1515 | 1608 | 1617 | 1627 | 1636 | 1645 | 1655 | 1664 | 1673 | 1682 | 1691 | 1701 | 1710 | 1719 | 1728 | 1737 | 1746 | 1755 | 1764 | 1773 | 1782 | 1791 | 1800 | 1809 | 1818 | 1827 | 0.0075185
CKI000:cdd_Pacific | Pacific | 887 | 1040 | 1049 | 1058 | 1067 | 1076 | 1085 | 1094 | 1103 | 1112 | 1121 | 1131 | 1140 | 1149 | 1158 | 1167 | 1177 | 1186 | 1195 | 1204 | 1213 | 1223 | 1232 | 1241 | 1250 | 1259 | 0.014108
CKI000:cdd_UnitedStates | United States | 1516.4236 | 1589.8529 | 1602.1541 | 1614.6899 | 1626.8743 | 1639.4292 | 1652.1266 | 1664.9409 | 1677.3069 | 1689.963 | 1702.6976 | 1715.5259 | 1728.3977 | 1741.1991 | 1753.9226 | 1766.9214 | 1779.7961 | 1792.7117 | 1805.812 | 1818.5227 | 1831.7783 | 1844.8031 | 1857.874 | 1870.7853 | 1883.8203 | 1896.4698 | 0.0089857
Data source: U.S. Energy Information Administration (EIA), Short-Term Energy Outlook, November 2025, and EIA, Annual Energy Outlook 2026 (AEO2026)
National Energy Modeling System (NEMS) run electrnp.d021826a. Projections: EIA, AEO2026 NEMS run electrnp.d021826a.
Note: Totals may not equal sum of components due to independent rounding.
1/ Represents all floorspace in the commercial sector, including floorspace operating as on-premise data centers and
server rooms within each applicable commercial building type. Standalone data centers are not modeled as a distinct building type in NEMS,
but associated floorspace is implicitly represented in the "Other" building type.
2/ Unless otherwise specified, energy consumption by end use includes all electricity consumed for that end use,
including purchased electricity and on-site generation for own use.
3/ Includes fuel consumption for district services.
4/ Includes energy consumed by all commercial buildings, including on-premise data centers and server rooms. Compared with non-data center floorspace,
the on-premise data center proportion of floorspace exhibits a higher energy use intensity for space cooling,
ventilation (for air exchange), computing, and other uses (miscellaneous electric loads, such as uninterruptible power supplies).
5/ Includes energy consumed by desktop computers, monitors, laptops, video displays, copiers, scanners, faxes, printers, and multifunction devices.
6/ Includes (but is not limited to) miscellaneous uses such as transformers, medical imaging and other medical equipment, elevators,
escalators, off-road electric vehicles, laboratory fume hoods, laundry equipment, and coffee brewers. Also includes non-building uses
such as telecommunication equipment, water services, parking garages, street lights, pumps, bridges, and other public services
if the establishment operating them is classified as commercial.
7/ Electricity consumption when a vehicle is plugged in and charging at a commercial location.
8/ Equal to gross end-use consumption plus purchased electricity for electric vehicle charging less on-site generation for own use.
9/ Includes miscellaneous uses, such as emergency generators, combined heat and power in commercial buildings, and manufacturing
performed in commercial buildings.
10/ Includes miscellaneous uses, such as cooking, emergency generators, and combined heat and power in commercial buildings.
11/ Includes residual fuel oil, propane, coal, motor gasoline, and kerosene.
12/ Includes (but is not limited to) miscellaneous uses such as transformers, medical imaging and other medical equipment, elevators,
escalators, off-road electric vehicles, laboratory fume hoods, laundry equipment, coffee brewers, emergency generators, combined heat
and power in commercial buildings, manufacturing performed in commercial buildings, and cooking (distillate). Also includes
non-building uses such as telecommunication equipment, water services, parking garages, street lights, pumps, bridges, and other
public services if the establishment operating them is classified as commercial.
13/ Includes electricity losses for all electricity consumption at the commercial location, including electric vehicle charging.
14/ Consumption for solar photovoltaic and wind reflects the generation converted to Btu by multiplying by the heat content of electricity (3,412 Btu/kWh).
Btu = British thermal unit
-- = Not applicable

## EIA_DPV_generation_2024
period | location | stateDescription | sectorid | sectorDescription | fueltypeid | generation | generation-units
2024 | AK | Alaska | 8 | Residential | DPV | 13.9768 | thousand megawatthours
2024 | AK | Alaska | 96 | All Commercial | DPV | 6.2994 | thousand megawatthours
2024 | AK | Alaska | 97 | All Industrial | DPV | 0.18627 | thousand megawatthours
2024 | AK | Alaska | 99 | All Sectors | DPV | 20.4625 | thousand megawatthours
2024 | AL | Alabama | 8 | Residential | DPV | 7.2034 | thousand megawatthours
2024 | AL | Alabama | 96 | All Commercial | DPV | 16.668 | thousand megawatthours
2024 | AL | Alabama | 97 | All Industrial | DPV | 3.2225 | thousand megawatthours
2024 | AL | Alabama | 99 | All Sectors | DPV | 27.0938 | thousand megawatthours
2024 | AR | Arkansas | 8 | Residential | DPV | 259.3694 | thousand megawatthours
2024 | AR | Arkansas | 96 | All Commercial | DPV | 171.0363 | thousand megawatthours
2024 | AR | Arkansas | 97 | All Industrial | DPV | 80.8322 | thousand megawatthours
2024 | AR | Arkansas | 99 | All Sectors | DPV | 511.2379 | thousand megawatthours
2024 | AZ | Arizona | 8 | Residential | DPV | 4235.7533 | thousand megawatthours
2024 | AZ | Arizona | 96 | All Commercial | DPV | 1194.318 | thousand megawatthours
2024 | AZ | Arizona | 97 | All Industrial | DPV | 15.6792 | thousand megawatthours
2024 | AZ | Arizona | 99 | All Sectors | DPV | 5445.7505 | thousand megawatthours
2024 | CA | California | 8 | Residential | DPV | 21997.7645 | thousand megawatthours
2024 | CA | California | 96 | All Commercial | DPV | 6452.3403 | thousand megawatthours
2024 | CA | California | 97 | All Industrial | DPV | 3274.1237 | thousand megawatthours
2024 | CA | California | 99 | All Sectors | DPV | 31724.2285 | thousand megawatthours
2024 | CO | Colorado | 8 | Residential | DPV | 1565.6 | thousand megawatthours
2024 | CO | Colorado | 96 | All Commercial | DPV | 408.75 | thousand megawatthours
2024 | CO | Colorado | 97 | All Industrial | DPV | 61.1342 | thousand megawatthours
2024 | CO | Colorado | 99 | All Sectors | DPV | 2035.4842 | thousand megawatthours
2024 | CT | Connecticut | 8 | Residential | DPV | 969.9437 | thousand megawatthours
2024 | CT | Connecticut | 96 | All Commercial | DPV | 427.3174 | thousand megawatthours
2024 | CT | Connecticut | 97 | All Industrial | DPV | 60.974 | thousand megawatthours
2024 | CT | Connecticut | 99 | All Sectors | DPV | 1458.235 | thousand megawatthours
2024 | DC | District of Columbia | 8 | Residential | DPV | 166.9394 | thousand megawatthours
2024 | DC | District of Columbia | 96 | All Commercial | DPV | 89.9784 | thousand megawatthours
2024 | DC | District of Columbia | 99 | All Sectors | DPV | 256.9178 | thousand megawatthours
2024 | DE | Delaware | 8 | Residential | DPV | 154.1991 | thousand megawatthours
2024 | DE | Delaware | 96 | All Commercial | DPV | 39.1638 | thousand megawatthours
2024 | DE | Delaware | 97 | All Industrial | DPV | 9.3902 | thousand megawatthours
2024 | DE | Delaware | 99 | All Sectors | DPV | 202.7531 | thousand megawatthours
2024 | ENC | East North Central | 8 | Residential | DPV | 1809.5896 | thousand megawatthours
2024 | ENC | East North Central | 96 | All Commercial | DPV | 1404.5888 | thousand megawatthours
2024 | ENC | East North Central | 97 | All Industrial | DPV | 125.7735 | thousand megawatthours
2024 | ENC | East North Central | 99 | All Sectors | DPV | 3339.9519 | thousand megawatthours
2024 | ESC | East South Central | 8 | Residential | DPV | 173.6533 | thousand megawatthours
2024 | ESC | East South Central | 96 | All Commercial | DPV | 124.4718 | thousand megawatthours
2024 | ESC | East South Central | 97 | All Industrial | DPV | 6.6008 | thousand megawatthours
2024 | ESC | East South Central | 99 | All Sectors | DPV | 304.7259 | thousand megawatthours
2024 | FL | Florida | 8 | Residential | DPV | 4194.8343 | thousand megawatthours
2024 | FL | Florida | 96 | All Commercial | DPV | 343.364 | thousand megawatthours
2024 | FL | Florida | 97 | All Industrial | DPV | 73.1818 | thousand megawatthours
2024 | FL | Florida | 99 | All Sectors | DPV | 4611.3801 | thousand megawatthours
2024 | GA | Georgia | 8 | Residential | DPV | 214.7835 | thousand megawatthours
2024 | GA | Georgia | 96 | All Commercial | DPV | 92.9279 | thousand megawatthours
2024 | GA | Georgia | 97 | All Industrial | DPV | 260.4456 | thousand megawatthours
2024 | GA | Georgia | 99 | All Sectors | DPV | 568.1569 | thousand megawatthours
2024 | HI | Hawaii | 8 | Residential | DPV | 1055.6091 | thousand megawatthours
2024 | HI | Hawaii | 96 | All Commercial | DPV | 513.552 | thousand megawatthours
2024 | HI | Hawaii | 97 | All Industrial | DPV | 3.978 | thousand megawatthours
2024 | HI | Hawaii | 99 | All Sectors | DPV | 1573.1392 | thousand megawatthours
2024 | IA | Iowa | 8 | Residential | DPV | 217.3893 | thousand megawatthours
2024 | IA | Iowa | 96 | All Commercial | DPV | 242.1493 | thousand megawatthours
2024 | IA | Iowa | 97 | All Industrial | DPV | 18.5447 | thousand megawatthours
2024 | IA | Iowa | 99 | All Sectors | DPV | 478.0833 | thousand megawatthours
2024 | ID | Idaho | 8 | Residential | DPV | 230.4129 | thousand megawatthours
2024 | ID | Idaho | 96 | All Commercial | DPV | 15.7285 | thousand megawatthours
2024 | ID | Idaho | 97 | All Industrial | DPV | 30.1653 | thousand megawatthours
2024 | ID | Idaho | 99 | All Sectors | DPV | 276.3067 | thousand megawatthours
2024 | IL | Illinois | 8 | Residential | DPV | 1013.8419 | thousand megawatthours
2024 | IL | Illinois | 96 | All Commercial | DPV | 699.0738 | thousand megawatthours
2024 | IL | Illinois | 97 | All Industrial | DPV | 17.1248 | thousand megawatthours
2024 | IL | Illinois | 99 | All Sectors | DPV | 1730.0405 | thousand megawatthours
2024 | IN | Indiana | 8 | Residential | DPV | 158.3036 | thousand megawatthours
2024 | IN | Indiana | 96 | All Commercial | DPV | 210.8093 | thousand megawatthours
2024 | IN | Indiana | 97 | All Industrial | DPV | 17.5623 | thousand megawatthours
2024 | IN | Indiana | 99 | All Sectors | DPV | 386.6752 | thousand megawatthours
2024 | KS | Kansas | 8 | Residential | DPV | 113.4993 | thousand megawatthours
2024 | KS | Kansas | 96 | All Commercial | DPV | 49.6838 | thousand megawatthours
2024 | KS | Kansas | 97 | All Industrial | DPV | 3.2505 | thousand megawatthours
2024 | KS | Kansas | 99 | All Sectors | DPV | 166.4335 | thousand megawatthours
2024 | KY | Kentucky | 8 | Residential | DPV | 118.5761 | thousand megawatthours
2024 | KY | Kentucky | 96 | All Commercial | DPV | 39.9296 | thousand megawatthours
2024 | KY | Kentucky | 97 | All Industrial | DPV | 2.664 | thousand megawatthours
2024 | KY | Kentucky | 99 | All Sectors | DPV | 161.1698 | thousand megawatthours
2024 | LA | Louisiana | 8 | Residential | DPV | 310.177 | thousand megawatthours
2024 | LA | Louisiana | 96 | All Commercial | DPV | 25.5603 | thousand megawatthours
2024 | LA | Louisiana | 97 | All Industrial | DPV | 0.15735 | thousand megawatthours
2024 | LA | Louisiana | 99 | All Sectors | DPV | 335.8947 | thousand megawatthours
2024 | MA | Massachusetts | 8 | Residential | DPV | 1689.3784 | thousand megawatthours
2024 | MA | Massachusetts | 96 | All Commercial | DPV | 2267.7458 | thousand megawatthours
2024 | MA | Massachusetts | 97 | All Industrial | DPV | 100.9998 | thousand megawatthours
2024 | MA | Massachusetts | 99 | All Sectors | DPV | 4058.124 | thousand megawatthours
2024 | MAT | Middle Atlantic | 8 | Residential | DPV | 4459.865 | thousand megawatthours
2024 | MAT | Middle Atlantic | 96 | All Commercial | DPV | 4136.9849 | thousand megawatthours
2024 | MAT | Middle Atlantic | 97 | All Industrial | DPV | 294.6986 | thousand megawatthours
2024 | MAT | Middle Atlantic | 99 | All Sectors | DPV | 8891.5485 | thousand megawatthours
2024 | MD | Maryland | 8 | Residential | DPV | 1142.2453 | thousand megawatthours
2024 | MD | Maryland | 96 | All Commercial | DPV | 305.8806 | thousand megawatthours
2024 | MD | Maryland | 97 | All Industrial | DPV | 30.749 | thousand megawatthours
2024 | MD | Maryland | 99 | All Sectors | DPV | 1478.8749 | thousand megawatthours
2024 | ME | Maine | 8 | Residential | DPV | 153.4317 | thousand megawatthours
2024 | ME | Maine | 96 | All Commercial | DPV | 861.4392 | thousand megawatthours
2024 | ME | Maine | 97 | All Industrial | DPV | 0.0384 | thousand megawatthours
2024 | ME | Maine | 99 | All Sectors | DPV | 1014.9093 | thousand megawatthours
2024 | MI | Michigan | 8 | Residential | DPV | 209.8484 | thousand megawatthours
2024 | MI | Michigan | 96 | All Commercial | DPV | 129.7148 | thousand megawatthours
2024 | MI | Michigan | 97 | All Industrial | DPV | 6.0328 | thousand megawatthours
2024 | MI | Michigan | 99 | All Sectors | DPV | 345.5961 | thousand megawatthours
2024 | MN | Minnesota | 8 | Residential | DPV | 267.4071 | thousand megawatthours
2024 | MN | Minnesota | 96 | All Commercial | DPV | 112.509 | thousand megawatthours
2024 | MN | Minnesota | 97 | All Industrial | DPV | 23.4795 | thousand megawatthours
2024 | MN | Minnesota | 99 | All Sectors | DPV | 403.3956 | thousand megawatthours
2024 | MO | Missouri | 8 | Residential | DPV | 467.8305 | thousand megawatthours
2024 | MO | Missouri | 96 | All Commercial | DPV | 255.3173 | thousand megawatthours
2024 | MO | Missouri | 97 | All Industrial | DPV | 18.9985 | thousand megawatthours
2024 | MO | Missouri | 99 | All Sectors | DPV | 742.1464 | thousand megawatthours
2024 | MS | Mississippi | 8 | Residential | DPV | 19.8472 | thousand megawatthours
2024 | MS | Mississippi | 96 | All Commercial | DPV | 9.5574 | thousand megawatthours
2024 | MS | Mississippi | 97 | All Industrial | DPV | 0.66576 | thousand megawatthours
2024 | MS | Mississippi | 99 | All Sectors | DPV | 30.0704 | thousand megawatthours
2024 | MT | Montana | 8 | Residential | DPV | 88.2143 | thousand megawatthours
2024 | MT | Montana | 96 | All Commercial | DPV | 18.9098 | thousand megawatthours
2024 | MT | Montana | 99 | All Sectors | DPV | 107.1241 | thousand megawatthours
2024 | MTN | Mountain | 8 | Residential | DPV | 9456.9452 | thousand megawatthours
2024 | MTN | Mountain | 96 | All Commercial | DPV | 2083.3997 | thousand megawatthours
2024 | MTN | Mountain | 97 | All Industrial | DPV | 194.329 | thousand megawatthours
2024 | MTN | Mountain | 99 | All Sectors | DPV | 11734.6738 | thousand megawatthours
2024 | NC | North Carolina | 8 | Residential | DPV | 678.7873 | thousand megawatthours
2024 | NC | North Carolina | 96 | All Commercial | DPV | 208.7468 | thousand megawatthours
2024 | NC | North Carolina | 97 | All Industrial | DPV | 20.1291 | thousand megawatthours
2024 | NC | North Carolina | 99 | All Sectors | DPV | 907.6632 | thousand megawatthours
2024 | ND | North Dakota | 8 | Residential | DPV | 1.5637 | thousand megawatthours
2024 | ND | North Dakota | 96 | All Commercial | DPV | 1.4109 | thousand megawatthours
2024 | ND | North Dakota | 99 | All Sectors | DPV | 2.9746 | thousand megawatthours
2024 | NE | Nebraska | 8 | Residential | DPV | 41.2318 | thousand megawatthours
2024 | NE | Nebraska | 96 | All Commercial | DPV | 12.6658 | thousand megawatthours
2024 | NE | Nebraska | 97 | All Industrial | DPV | 3.5876 | thousand megawatthours
2024 | NE | Nebraska | 99 | All Sectors | DPV | 57.4851 | thousand megawatthours
2024 | NEW | New England | 8 | Residential | DPV | 3416.8293 | thousand megawatthours
2024 | NEW | New England | 96 | All Commercial | DPV | 3817.9531 | thousand megawatthours
2024 | NEW | New England | 97 | All Industrial | DPV | 184.8066 | thousand megawatthours
2024 | NEW | New England | 99 | All Sectors | DPV | 7419.589 | thousand megawatthours
2024 | NH | New Hampshire | 8 | Residential | DPV | 236.9762 | thousand megawatthours
2024 | NH | New Hampshire | 96 | All Commercial | DPV | 112.3738 | thousand megawatthours
2024 | NH | New Hampshire | 97 | All Industrial | DPV | 11.9766 | thousand megawatthours
2024 | NH | New Hampshire | 99 | All Sectors | DPV | 361.3267 | thousand megawatthours
2024 | NJ | New Jersey | 8 | Residential | DPV | 1771.5714 | thousand megawatthours
2024 | NJ | New Jersey | 96 | All Commercial | DPV | 1415.1709 | thousand megawatthours
2024 | NJ | New Jersey | 97 | All Industrial | DPV | 208.4899 | thousand megawatthours
2024 | NJ | New Jersey | 99 | All Sectors | DPV | 3395.2322 | thousand megawatthours
2024 | NM | New Mexico | 8 | Residential | DPV | 643.2793 | thousand megawatthours
2024 | NM | New Mexico | 96 | All Commercial | DPV | 155.5505 | thousand megawatthours
2024 | NM | New Mexico | 97 | All Industrial | DPV | 1.1417 | thousand megawatthours
2024 | NM | New Mexico | 99 | All Sectors | DPV | 799.9715 | thousand megawatthours
2024 | NV | Nevada | 8 | Residential | DPV | 1837.82 | thousand megawatthours
2024 | NV | Nevada | 96 | All Commercial | DPV | 133.2983 | thousand megawatthours
2024 | NV | Nevada | 97 | All Industrial | DPV | 71.3375 | thousand megawatthours
2024 | NV | Nevada | 99 | All Sectors | DPV | 2042.4558 | thousand megawatthours
2024 | NY | New York | 8 | Residential | DPV | 2032.6386 | thousand megawatthours
2024 | NY | New York | 96 | All Commercial | DPV | 2467.1671 | thousand megawatthours
2024 | NY | New York | 97 | All Industrial | DPV | 22.2342 | thousand megawatthours
2024 | NY | New York | 99 | All Sectors | DPV | 4522.04 | thousand megawatthours
2024 | OH | Ohio | 8 | Residential | DPV | 239.6482 | thousand megawatthours
2024 | OH | Ohio | 96 | All Commercial | DPV | 216.8206 | thousand megawatthours
2024 | OH | Ohio | 97 | All Industrial | DPV | 51.8481 | thousand megawatthours
2024 | OH | Ohio | 99 | All Sectors | DPV | 508.3169 | thousand megawatthours
2024 | OK | Oklahoma | 8 | Residential | DPV | 195.934 | thousand megawatthours
2024 | OK | Oklahoma | 96 | All Commercial | DPV | 28.3277 | thousand megawatthours
2024 | OK | Oklahoma | 97 | All Industrial | DPV | 4.4401 | thousand megawatthours
2024 | OK | Oklahoma | 99 | All Sectors | DPV | 228.7018 | thousand megawatthours
2024 | OR | Oregon | 8 | Residential | DPV | 445.3613 | thousand megawatthours
2024 | OR | Oregon | 96 | All Commercial | DPV | 148.8372 | thousand megawatthours
2024 | OR | Oregon | 97 | All Industrial | DPV | 24.1501 | thousand megawatthours
2024 | OR | Oregon | 99 | All Sectors | DPV | 618.3484 | thousand megawatthours
2024 | PA | Pennsylvania | 8 | Residential | DPV | 655.655 | thousand megawatthours
2024 | PA | Pennsylvania | 96 | All Commercial | DPV | 254.6469 | thousand megawatthours
2024 | PA | Pennsylvania | 97 | All Industrial | DPV | 63.9744 | thousand megawatthours
2024 | PA | Pennsylvania | 99 | All Sectors | DPV | 974.2764 | thousand megawatthours
2024 | PCC | Pacific Contiguous | 8 | Residential | DPV | 22988.6445 | thousand megawatthours
2024 | PCC | Pacific Contiguous | 96 | All Commercial | DPV | 6687.9911 | thousand megawatthours
2024 | PCC | Pacific Contiguous | 97 | All Industrial | DPV | 3300.0411 | thousand megawatthours
2024 | PCC | Pacific Contiguous | 99 | All Sectors | DPV | 32976.6767 | thousand megawatthours
2024 | PCN | Pacific Noncontiguous | 8 | Residential | DPV | 1069.586 | thousand megawatthours
2024 | PCN | Pacific Noncontiguous | 96 | All Commercial | DPV | 519.8514 | thousand megawatthours
2024 | PCN | Pacific Noncontiguous | 97 | All Industrial | DPV | 4.1643 | thousand megawatthours
2024 | PCN | Pacific Noncontiguous | 99 | All Sectors | DPV | 1593.6017 | thousand megawatthours
2024 | RI | Rhode Island | 8 | Residential | DPV | 217.2717 | thousand megawatthours
2024 | RI | Rhode Island | 96 | All Commercial | DPV | 55.3781 | thousand megawatthours
2024 | RI | Rhode Island | 97 | All Industrial | DPV | 8.8762 | thousand megawatthours
2024 | RI | Rhode Island | 99 | All Sectors | DPV | 281.526 | thousand megawatthours
2024 | SAT | South Atlantic | 8 | Residential | DPV | 7849.3007 | thousand megawatthours
2024 | SAT | South Atlantic | 96 | All Commercial | DPV | 1472.4359 | thousand megawatthours
2024 | SAT | South Atlantic | 97 | All Industrial | DPV | 445.923 | thousand megawatthours
2024 | SAT | South Atlantic | 99 | All Sectors | DPV | 9767.6596 | thousand megawatthours
2024 | SC | South Carolina | 8 | Residential | DPV | 473.3529 | thousand megawatthours
2024 | SC | South Carolina | 96 | All Commercial | DPV | 120.9105 | thousand megawatthours
2024 | SC | South Carolina | 97 | All Industrial | DPV | 42.6379 | thousand megawatthours
2024 | SC | South Carolina | 99 | All Sectors | DPV | 636.9013 | thousand megawatthours
2024 | SD | South Dakota | 8 | Residential | DPV | 4.9171 | thousand megawatthours
2024 | SD | South Dakota | 96 | All Commercial | DPV | 2.5584 | thousand megawatthours
2024 | SD | South Dakota | 99 | All Sectors | DPV | 7.4755 | thousand megawatthours
2024 | TN | Tennessee | 8 | Residential | DPV | 28.0267 | thousand megawatthours
2024 | TN | Tennessee | 96 | All Commercial | DPV | 58.3168 | thousand megawatthours
2024 | TN | Tennessee | 97 | All Industrial | DPV | 0.04846 | thousand megawatthours
2024 | TN | Tennessee | 99 | All Sectors | DPV | 86.392 | thousand megawatthours
2024 | TX | Texas | 8 | Residential | DPV | 4442.8001 | thousand megawatthours
2024 | TX | Texas | 96 | All Commercial | DPV | 503.4347 | thousand megawatthours
2024 | TX | Texas | 97 | All Industrial | DPV | 9.5587 | thousand megawatthours
2024 | TX | Texas | 99 | All Sectors | DPV | 4955.7934 | thousand megawatthours
2024 | US | U.S. Total | 8 | Residential | DPV | 57546.5328 | thousand megawatthours
2024 | US | U.S. Total | 96 | All Commercial | DPV | 21652.3301 | thousand megawatthours
2024 | US | U.S. Total | 97 | All Industrial | DPV | 4719.1857 | thousand megawatthours
2024 | US | U.S. Total | 99 | All Sectors | DPV | 83918.0486 | thousand megawatthours
2024 | UT | Utah | 8 | Residential | DPV | 827.3733 | thousand megawatthours
2024 | UT | Utah | 96 | All Commercial | DPV | 153.3971 | thousand megawatthours
2024 | UT | Utah | 97 | All Industrial | DPV | 14.1696 | thousand megawatthours
2024 | UT | Utah | 99 | All Sectors | DPV | 994.9399 | thousand megawatthours
2024 | VA | Virginia | 8 | Residential | DPV | 779.6277 | thousand megawatthours
2024 | VA | Virginia | 96 | All Commercial | DPV | 257.5681 | thousand megawatthours
2024 | VA | Virginia | 97 | All Industrial | DPV | 6.7783 | thousand megawatthours
2024 | VA | Virginia | 99 | All Sectors | DPV | 1043.974 | thousand megawatthours
2024 | VT | Vermont | 8 | Residential | DPV | 149.8276 | thousand megawatthours
2024 | VT | Vermont | 96 | All Commercial | DPV | 93.6988 | thousand megawatthours
2024 | VT | Vermont | 97 | All Industrial | DPV | 1.9416 | thousand megawatthours
2024 | VT | Vermont | 99 | All Sectors | DPV | 245.468 | thousand megawatthours
2024 | WA | Washington | 8 | Residential | DPV | 545.5188 | thousand megawatthours
2024 | WA | Washington | 96 | All Commercial | DPV | 86.8137 | thousand megawatthours
2024 | WA | Washington | 97 | All Industrial | DPV | 1.7673 | thousand megawatthours
2024 | WA | Washington | 99 | All Sectors | DPV | 634.0997 | thousand megawatthours
2024 | WI | Wisconsin | 8 | Residential | DPV | 187.9475 | thousand megawatthours
2024 | WI | Wisconsin | 96 | All Commercial | DPV | 148.1703 | thousand megawatthours
2024 | WI | Wisconsin | 97 | All Industrial | DPV | 33.2055 | thousand megawatthours
2024 | WI | Wisconsin | 99 | All Sectors | DPV | 369.3234 | thousand megawatthours
2024 | WNC | West North Central | 8 | Residential | DPV | 1113.8387 | thousand megawatthours
2024 | WNC | West North Central | 96 | All Commercial | DPV | 676.2945 | thousand megawatthours
2024 | WNC | West North Central | 97 | All Industrial | DPV | 67.8607 | thousand megawatthours
2024 | WNC | West North Central | 99 | All Sectors | DPV | 1857.9939 | thousand megawatthours
2024 | WSC | West South Central | 8 | Residential | DPV | 5208.2805 | thousand megawatthours
2024 | WSC | West South Central | 96 | All Commercial | DPV | 728.359 | thousand megawatthours
2024 | WSC | West South Central | 97 | All Industrial | DPV | 94.9883 | thousand megawatthours
2024 | WSC | West South Central | 99 | All Sectors | DPV | 6031.6278 | thousand megawatthours
2024 | WV | West Virginia | 8 | Residential | DPV | 44.5314 | thousand megawatthours
2024 | WV | West Virginia | 96 | All Commercial | DPV | 13.8958 | thousand megawatthours
2024 | WV | West Virginia | 97 | All Industrial | DPV | 2.6111 | thousand megawatthours
2024 | WV | West Virginia | 99 | All Sectors | DPV | 61.0384 | thousand megawatthours
2024 | WY | Wyoming | 8 | Residential | DPV | 28.4922 | thousand megawatthours
2024 | WY | Wyoming | 96 | All Commercial | DPV | 3.4476 | thousand megawatthours
2024 | WY | Wyoming | 97 | All Industrial | DPV | 0.70139 | thousand megawatthours
2024 | WY | Wyoming | 99 | All Sectors | DPV | 32.6412 | thousand megawatthours

## NREL_rooftop_potential
NREL rooftop PV technical potential by state - Gagnon, Margolis, Melius, Phillips, Elmore (2016), NREL/TP-6A20-65298, Table 6 (pp. 35-36). Capacity is DC nameplate. Transcription verified against the PDF text 2026-08-03.
state_abbr | state_name | gen_potential_pct_of_sales | capacity_potential_gw_dc | gen_potential_twh_yr | suitable_roof_area_mm2
CA | California | 74.2 | 128.9 | 194 | 961
ME | Maine | 60 | 6.3 | 7.1 | 45
VT | Vermont | 60 | 3 | 3.4 | 21
RI | Rhode Island | 56.6 | 3.8 | 4.4 | 28
NH | New Hampshire | 53.4 | 5.3 | 5.9 | 38
CT | Connecticut | 49.8 | 12.8 | 14.8 | 95
MA | Massachusetts | 47 | 22.5 | 26 | 165
FL | Florida | 46.5 | 76.2 | 103.2 | 557
MI | Michigan | 45.9 | 42.1 | 47.3 | 303
CO | Colorado | 44 | 16.2 | 23.5 | 119
OK | Oklahoma | 44.1 | 19.3 | 26.4 | 140
NM | New Mexico | 43.4 | 6.1 | 10 | 45
MO | Missouri | 42.7 | 28.3 | 35.6 | 204
KS | Kansas | 41.7 | 12.5 | 16.6 | 90
NV | Nevada | 39.6 | 8.7 | 13.9 | 67
NJ | New Jersey | 40.4 | 24.9 | 30.1 | 184
WI | Wisconsin | 40.1 | 23.6 | 27.7 | 169
MD | Maryland | 38.7 | 19.3 | 23.9 | 142
MN | Minnesota | 38.5 | 23.1 | 26.4 | 168
SD | South Dakota | 38.7 | 3.8 | 4.7 | 26
NY | New York | 37.4 | 46.6 | 55.3 | 340
IL | Illinois | 37 | 44.1 | 52.5 | 324
OH | Ohio | 35.3 | 46.8 | 53 | 338
IA | Iowa | 35.5 | 14 | 16.6 | 99
TX | Texas | 34.6 | 97.8 | 131.2 | 715
NC | North Carolina | 34.9 | 35 | 45.3 | 252
PA | Pennsylvania | 34.5 | 43.6 | 50.4 | 316
NE | Nebraska | 34.1 | 8.2 | 10.5 | 60
UT | Utah | 34.3 | 7.2 | 10.4 | 52
OR | Oregon | 34.2 | 14.1 | 16.3 | 101
GA | Georgia | 33.8 | 34.6 | 44.1 | 251
AZ | Arizona | 34.4 | 16.3 | 26.1 | 114
AR | Arkansas | 33.3 | 12.2 | 15.5 | 88
VA | Virginia | 32.4 | 28.5 | 35.8 | 205
TN | Tennessee | 31.9 | 24.4 | 30.9 | 175
MS | Mississippi | 31.2 | 11.7 | 15.2 | 84
DE | Delaware | 31 | 2.9 | 3.5 | 20
LA | Louisiana | 29.8 | 20.1 | 25.6 | 146
AL | Alabama | 29.8 | 20.4 | 26.2 | 147
IN | Indiana | 29.5 | 26.3 | 31.1 | 188
MT | Montana | 28 | 3.2 | 3.9 | 21
WA | Washington | 26.6 | 22.8 | 24.7 | 164
ID | Idaho | 26.4 | 4.7 | 6.4 | 33
KY | Kentucky | 25.2 | 18 | 21.4 | 131
SC | South Carolina | 25.5 | 15.2 | 20 | 108
ND | North Dakota | 24.6 | 3.3 | 3.9 | 23
WV | West Virginia | 22.9 | 6.3 | 7.2 | 45
WY | Wyoming | 14.2 | 1.7 | 2.4 | 12
DC | Washington DC | 15.1 | 1.3 | 1.7 | 11

## Census_2020_Urban_Rural
STATEFP | STATE ABBREV | STATE NAME | 2020 TOTAL POP | 2020 URBAN POP | 2020 PCT URBAN POP | 2020 RURAL POP | 2020 PCT RURAL POP | 2010 TOTAL POP | 2010 URBAN POP | 2010 PCT URBAN POP | 2010 RURAL POP | 2010 PCT RURAL POP
01 | AL | Alabama | 5024279 | 2900880 | 57.7372 | 2123399 | 42.2628 | 4779736 | 2821804 | 59.04 | 1957932 | 40.96
02 | AK | Alaska | 733391 | 475967 | 64.8995 | 257424 | 35.1005 | 710231 | 468893 | 66.02 | 241338 | 33.98
04 | AZ | Arizona | 7151502 | 6385230 | 89.2852 | 766272 | 10.7148 | 6392017 | 5740659 | 89.81 | 651358 | 10.19
05 | AR | Arkansas | 3011524 | 1670677 | 55.4761 | 1340847 | 44.5239 | 2915918 | 1637589 | 56.16 | 1278329 | 43.84
06 | CA | California | 39538223 | 37259490 | 94.2366 | 2278733 | 5.7634 | 37253956 | 35373606 | 94.95 | 1880350 | 5.05
08 | CO | Colorado | 5773714 | 4966936 | 86.0267 | 806778 | 13.9733 | 5029196 | 4332761 | 86.15 | 696435 | 13.85
09 | CT | Connecticut | 3605944 | 3110153 | 86.2507 | 495791 | 13.7493 | 3574097 | 3144942 | 87.99 | 429155 | 12.01
10 | DE | Delaware | 989948 | 817817 | 82.6121 | 172131 | 17.3879 | 897934 | 747949 | 83.3 | 149985 | 16.7
11 | DC | District of Columbia | 689545 | 689545 | 100 | 0 | 0 | 601723 | 601723 | 100 | 0 | 0
12 | FL | Florida | 21538187 | 19714806 | 91.5342 | 1823381 | 8.4658 | 18801310 | 17139844 | 91.16 | 1661466 | 8.84
13 | GA | Georgia | 10711908 | 7933986 | 74.067 | 2777922 | 25.933 | 9687653 | 7272151 | 75.07 | 2415502 | 24.93
15 | HI | Hawaii | 1455271 | 1252450 | 86.063 | 202821 | 13.937 | 1360301 | 1250489 | 91.93 | 109812 | 8.07
16 | ID | Idaho | 1839106 | 1273437 | 69.2422 | 565669 | 30.7578 | 1567582 | 1106370 | 70.58 | 461212 | 29.42
17 | IL | Illinois | 12812508 | 11137590 | 86.9275 | 1674918 | 13.0725 | 12830632 | 11353553 | 88.49 | 1477079 | 11.51
18 | IN | Indiana | 6785528 | 4829686 | 71.1763 | 1955842 | 28.8237 | 6483802 | 4697100 | 72.44 | 1786702 | 27.56
19 | IA | Iowa | 3190369 | 2014831 | 63.1535 | 1175538 | 36.8465 | 3046355 | 1950256 | 64.02 | 1096099 | 35.98
20 | KS | Kansas | 2937880 | 2124059 | 72.299 | 813821 | 27.701 | 2853118 | 2116961 | 74.2 | 736157 | 25.8
21 | KY | Kentucky | 4505836 | 2644856 | 58.6985 | 1860980 | 41.3015 | 4339367 | 2533343 | 58.38 | 1806024 | 41.62
22 | LA | Louisiana | 4657757 | 3332237 | 71.5417 | 1325520 | 28.4583 | 4533372 | 3317805 | 73.19 | 1215567 | 26.81
23 | ME | Maine | 1362359 | 526309 | 38.6322 | 836050 | 61.3678 | 1328361 | 513542 | 38.66 | 814819 | 61.34
24 | MD | Maryland | 6177224 | 5288760 | 85.6171 | 888464 | 14.3829 | 5773552 | 5034331 | 87.2 | 739221 | 12.8
25 | MA | Massachusetts | 7029917 | 6416895 | 91.2798 | 613022 | 8.7202 | 6547629 | 6021989 | 91.97 | 525640 | 8.03
26 | MI | Michigan | 10077331 | 7404258 | 73.4744 | 2673073 | 26.5256 | 9883640 | 7369957 | 74.57 | 2513683 | 25.43
27 | MN | Minnesota | 5706494 | 4101754 | 71.8787 | 1604740 | 28.1213 | 5303925 | 3886311 | 73.27 | 1417614 | 26.73
28 | MS | Mississippi | 2961279 | 1370790 | 46.2905 | 1590489 | 53.7095 | 2967297 | 1464224 | 49.35 | 1503073 | 50.65
29 | MO | Missouri | 6154913 | 4275663 | 69.4675 | 1879250 | 30.5325 | 5988927 | 4218371 | 70.44 | 1770556 | 29.56
30 | MT | Montana | 1084225 | 579177 | 53.4185 | 505048 | 46.5815 | 989415 | 553014 | 55.89 | 436401 | 44.11
31 | NE | Nebraska | 1961504 | 1432003 | 73.0054 | 529501 | 26.9946 | 1826341 | 1335686 | 73.13 | 490655 | 26.87
32 | NV | Nevada | 3104614 | 2921203 | 94.0923 | 183411 | 5.9077 | 2700551 | 2543797 | 94.2 | 156754 | 5.8
33 | NH | New Hampshire | 1377529 | 803420 | 58.3233 | 574109 | 41.6767 | 1316470 | 793872 | 60.3 | 522598 | 39.7
34 | NJ | New Jersey | 9288994 | 8708779 | 93.7537 | 580215 | 6.2463 | 8791894 | 8324126 | 94.68 | 467768 | 5.32
35 | NM | New Mexico | 2117522 | 1578552 | 74.5471 | 538970 | 25.4529 | 2059179 | 1594361 | 77.43 | 464818 | 22.57
36 | NY | New York | 20201249 | 17665166 | 87.4459 | 2536083 | 12.5541 | 19378102 | 17028105 | 87.87 | 2349997 | 12.13
37 | NC | North Carolina | 10439388 | 6964727 | 66.7159 | 3474661 | 33.2841 | 9535483 | 6301756 | 66.09 | 3233727 | 33.91
38 | ND | North Dakota | 779094 | 474989 | 60.9668 | 304105 | 39.0332 | 672591 | 402872 | 59.9 | 269719 | 40.1
39 | OH | Ohio | 11799448 | 9001099 | 76.2841 | 2798349 | 23.7159 | 11536504 | 8989694 | 77.92 | 2546810 | 22.08
40 | OK | Oklahoma | 3959353 | 2558611 | 64.6219 | 1400742 | 35.3781 | 3751351 | 2485029 | 66.24 | 1266322 | 33.76
41 | OR | Oregon | 4237256 | 3410984 | 80.4998 | 826272 | 19.5002 | 3831074 | 3104382 | 81.03 | 726692 | 18.97
42 | PA | Pennsylvania | 13002700 | 9941070 | 76.4539 | 3061630 | 23.5461 | 12702379 | 9991287 | 78.66 | 2711092 | 21.34
44 | RI | Rhode Island | 1097379 | 999191 | 91.0525 | 98188 | 8.9475 | 1052567 | 955043 | 90.73 | 97524 | 9.27
45 | SC | South Carolina | 5118425 | 3477869 | 67.948 | 1640556 | 32.052 | 4625364 | 3067809 | 66.33 | 1557555 | 33.67
46 | SD | South Dakota | 886667 | 507347 | 57.2196 | 379320 | 42.7804 | 814180 | 461247 | 56.65 | 352933 | 43.35
47 | TN | Tennessee | 6910840 | 4577282 | 66.2334 | 2333558 | 33.7666 | 6346105 | 4213245 | 66.39 | 2132860 | 33.61
48 | TX | Texas | 29145505 | 24400697 | 83.7203 | 4744808 | 16.2797 | 25145561 | 21298039 | 84.7 | 3847522 | 15.3
49 | UT | Utah | 3271616 | 2937303 | 89.7814 | 334313 | 10.2186 | 2763885 | 2503595 | 90.58 | 260290 | 9.42
50 | VT | Vermont | 643077 | 225850 | 35.1202 | 417227 | 64.8798 | 625741 | 243385 | 38.9 | 382356 | 61.1
51 | VA | Virginia | 8631393 | 6528313 | 75.6345 | 2103080 | 24.3655 | 8001024 | 6037094 | 75.45 | 1963930 | 24.55
53 | WA | Washington | 7705281 | 6424035 | 83.3718 | 1281246 | 16.6282 | 6724540 | 5651869 | 84.05 | 1072671 | 15.95
54 | WV | West Virginia | 1793716 | 800857 | 44.6479 | 992859 | 55.3521 | 1852994 | 902810 | 48.72 | 950184 | 51.28
55 | WI | Wisconsin | 5893718 | 3953691 | 67.0831 | 1940027 | 32.9169 | 5686986 | 3989638 | 70.15 | 1697348 | 29.85
56 | WY | Wyoming | 576851 | 357750 | 62.0177 | 219101 | 37.9823 | 563626 | 364993 | 64.76 | 198633 | 35.24
60 | AS | American Samoa | 49710 | 37652 | 75.7433 | 12058 | 24.2567 | 55519 | 47965 | 86.3938 | 7554 | 13.6062
66 | GU | Guam | 153836 | 136876 | 88.9753 | 16960 | 11.0247 | 159358 | 149918 | 94.0762 | 9440 | 5.9238
69 | MP | Commonwealth of the Northern Marianas | 47329 | 36921 | 78.0093 | 10408 | 21.9907 | 53883 | 48997 | 90.9322 | 4886 | 9.0678
72 | PR | Puerto Rico | 3285874 | 3018908 | 91.8753 | 266966 | 8.1247 | 3725789 | 3493256 | 93.76 | 232533 | 6.24
78 | VI | US Virgin Islands | 87146 | 82870 | 95.0933 | 4276 | 4.9067 | 106405 | 100607 | 94.551 | 5798 | 5.449

## Cambium22_MidCase_state
Project | Scenario | Dollar_year | Weather_year | Start_day | country
Cambium_2022 | MidCase | 2021$ | 2012 | Sunday | usa
Metric definitions and scenario descriptions: 2022 Cambium Documentation (https://www.nrel.gov/docs/fy23osti/84916.pdf)
Geography | Time | Load | Load | Load | Load | Load | Load | Load | Transmission | Transmission | Operational | Operational | Operational | Operational | Operational | Clean Energy Fraction | Clean Energy Fraction | Emissions | Emissions | Emissions | Emissions | Emissions | Emissions | Emissions | Emissions | Emissions | Emissions | Emissions | Emissions | Emissions | Emissions | Emissions | Emissions | Emissions | Emissions | Emissions | Emissions | Emissions | Emissions | Emissions | Emissions | Emissions | Emissions | Emissions | Emissions | Emissions | Emissions | Emissions | Emissions | Emissions | Emissions | Emissions | Emissions | Emissions | Emissions | Emissions | Emissions | Emissions | Emissions | Emissions | Emissions | Emissions | Emissions | Busbar costs | Busbar costs | Busbar costs | Busbar costs | End use cost | End use cost | End use cost | End use cost | Generation | Generation | Generation | Generation | Generation | Generation | Generation | Generation | Generation | Generation | Generation | Generation | Generation | Generation | Generation | Generation | Generation | Generation | Generation | Generation | Generation | Generation | Capacity | Capacity | Capacity | Capacity | Capacity | Capacity | Capacity | Capacity | Capacity | Capacity | Capacity | Capacity | Capacity | Capacity | Capacity | Capacity | Capacity | Capacity | Capacity | Energy Capacity | Energy Capacity | Energy Capacity | Policy | Policy | Policy | Policy | Policy
unitless | unitless | MWh | MWh | MWh | MWh | MWh | MWh | MWh | MWh | MWh | MWh/MWh | MWh/MWh | MW/MW | $/MW | MW | fraction | fraction | kg/MWh | g/MWh | g/MWh | kg/MWh | g/MWh | g/MWh | kg/MWh | kg/MWh | kg/MWh | kg/MWh | g/MWh | g/MWh | kg/MWh | g/MWh | g/MWh | kg/MWh | kg/MWh | kg/MWh | kg/MWh | g/MWh | g/MWh | kg/MWh | g/MWh | g/MWh | kg/MWh | kg/MWh | kg/MWh | kg/MWh | g/MWh | g/MWh | kg/MWh | g/MWh | g/MWh | kg/MWh | kg/MWh | kg/MWh | metric tons | metric tons | metric tons | metric tons | metric tons | metric tons | metric tons | metric tons | metric tons | metric tons | $/MWh | $/MWh | $/MWh | $/MWh | $/MWh | $/MWh | $/MWh | $/MWh | MWh | MWh | MWh | MWh | MWh | MWh | MWh | MWh | MWh | MWh | MWh | MWh | MWh | MWh | MWh | MWh | MWh | MWh | MWh | MWh | MWh | MWh | MW | MW | MW | MW | MW | MW | MW | MW | MW | MW | MW | MW | MW | MW | MW | MW | MW | MW | MW | MWh | MWh | MWh | $/credit | credit/sales | $/credit | credit/sales | $/ton
state | t | busbar_load_for_enduse | battery_charging | phs_charging | trans_losses | busbar_load | enduse_load | net_load_busbar | imports | exports | distloss_rate_avg | distloss_rate_marg | prm | capacity_shadow_price | planning_capacity_MW | cef_gen | cef_load | aer_gen_co2_c | aer_gen_ch4_c | aer_gen_n2o_c | aer_gen_co2_p | aer_gen_ch4_p | aer_gen_n2o_p | aer_gen_co2e_c | aer_gen_co2e_p | aer_gen_co2e | aer_load_co2_c | aer_load_ch4_c | aer_load_n2o_c | aer_load_co2_p | aer_load_ch4_p | aer_load_n2o_p | aer_load_co2e_c | aer_load_co2e_p | aer_load_co2e | lrmer_co2_c | lrmer_ch4_c | lrmer_n2o_c | lrmer_co2_p | lrmer_ch4_p | lrmer_n2o_p | lrmer_co2e_c | lrmer_co2e_p | lrmer_co2e | srmer_co2_c | srmer_ch4_c | srmer_n2o_c | srmer_co2_p | srmer_ch4_p | srmer_n2o_p | srmer_co2e_c | srmer_co2e_p | srmer_co2e | total_gen_co2_c | total_gen_ch4_c | total_gen_n2o_c | total_gen_co2_p | total_gen_ch4_p | total_gen_n2o_p | total_gen_co2e_c | total_gen_co2e_p | total_gen_co2e | co2_captured_ccs | energy_cost_busbar | capacity_cost_busbar | portfolio_cost_busbar | total_cost_busbar | energy_cost_enduse | capacity_cost_enduse | portfolio_cost_enduse | total_cost_enduse | generation | variable_generation | battery_MWh | biomass_MWh | beccs_MWh | canada_MWh | coal_MWh | coal-ccs_MWh | csp_MWh | distpv_MWh | gas-cc_MWh | gas-cc-ccs_MWh | gas-ct_MWh | geothermal_MWh | hydro_MWh | nuclear_MWh | o-g-s_MWh | phs_MWh | re-ct_MWh | upv_MWh | wind-ons_MWh | wind-ofs_MWh | battery_MW | biomass_MW | beccs_MW | coal_MW | coal-ccs_MW | csp_MW | distpv_MW | gas-cc_MW | gas-cc-ccs_MW | gas-ct_MW | geothermal_MW | hydro_MW | nuclear_MW | o-g-s_MW | phs_MW | re-ct_MW | upv_MW | wind-ofs_MW | wind-ons_MW | battery_energy_cap_MWh | phs_energy_cap_MWh | csp_energy_cap_MWh | rps_shadow_price | rps_f | ces_shadow_price | ces_f | co2_shadow_price
AL | 2024 | 98365120 | 282863.7 | 0 | 722361.1 | 99370341.5 | 94828094.1 | 97597021.8 | 7001347 | 57492184 | 0.0359 | 0.054 | 0.15 | 4232.95 | 20967.4 | 0.37 | 0.39 | 380.2 | 27.7 | 3.89 | 28.9 | 1341.2 | 0.24 | 382 | 68.9 | 450.9 | 398.8 | 30.6 | 4.32 | 29.1 | 1355.5 | 0.26 | 400.9 | 69.5 | 470.4 | 315.4 | 19.9 | 2.79 | 25 | 1171.8 | 0.17 | 316.7 | 60 | 376.7 | 760.7 | 58.2 | 8.38 | 52.1 | 2436.5 | 0.47 | 764.7 | 124.8 | 889.5 | 56726630.1 | 4138.6 | 581.1 | 4306529.6 | 200104.5 | 35.7 | 57008588.8 | 10279379.4 | 67287968.2 | 0 | 31.36 | 0.87 | 0 | 32.24 | 33.21 | 0.95 | 0 | 34.16 | 150239070 | 1773319.6 | 257096.3 | 29293.4 | 0 | 0 | 31141140 | 0 | 0 | 94340.6 | 62776980 | 0 | 137272.7 | 0 | 9704665 | 44282730 | 136585.3 | 0 | 0 | 1678979 | 0 | 0 | 78.8 | 6.4 | 0 | 5790.7 | 0 | 0 | 63.3 | 11043.4 | 0 | 927.2 | 0 | 3334 | 5544.5 | 472.1 | 0 | 0 | 753.6 | 0 | 0 | 1320 | 0 | 0 | 0 | 0 | 0 | 0 | 0
AL | 2026 | 100522560 | 345719.5 | 0 | 712541.6 | 101580820.4 | 96907976.3 | 96713417.7 | 11443183 | 53759732 | 0.0359 | 0.054 | 0.15 | 38517.83 | 21446.6 | 0.41 | 0.44 | 356.4 | 26.1 | 3.67 | 27.2 | 1254.5 | 0.23 | 358.2 | 64.6 | 422.8 | 364.4 | 27.7 | 3.9 | 27.1 | 1251.1 | 0.24 | 366.2 | 64.4 | 430.7 | 245.9 | 13.1 | 1.8 | 21.7 | 994.5 | 0.13 | 246.8 | 51.3 | 298.2 | 720.3 | 54.6 | 7.8 | 49.3 | 2367.5 | 0.41 | 724.1 | 120 | 844.1 | 51042817.3 | 3743.9 | 525.8 | 3893648.5 | 179628.3 | 32.9 | 51297925.5 | 9255553.8 | 60553479.3 | 0 | 29.48 | 7.7 | 0 | 37.18 | 31.22 | 8.32 | 0 | 39.55 | 144241070 | 4867402.5 | 310577.4 | 29293.4 | 0 | 0 | 28299364 | 0 | 0 | 232833.6 | 56293896 | 0 | 110345.1 | 0 | 10015572 | 44239440 | 75182.9 | 0 | 0 | 4634569 | 0 | 0 | 95.9 | 6.4 | 0 | 5790.7 | 0 | 0 | 155.5 | 11043.4 | 0 | 927.2 | 0 | 3419 | 5544.5 | 472.1 | 0 | 0 | 2045.6 | 0 | 0 | 1388.7 | 0 | 0 | 0 | 0 | 0 | 0 | 0
AL | 2028 | 103272024 | 1870347.2 | 0 | 1209718.9 | 106352092.9 | 99558616.2 | 96293661.6 | 44122060 | 75094950 | 0.0359 | 0.054 | 0.15 | 46111.08 | 22072.2 | 0.47 | 0.56 | 310.9 | 22 | 3.08 | 24.9 | 1120.5 | 0.21 | 312.3 | 58.3 | 370.7 | 281 | 20.7 | 2.91 | 21.9 | 986.5 | 0.19 | 282.4 | 51.4 | 333.8 | 196.4 | 5.1 | 0.6 | 22 | 978.5 | 0.09 | 196.8 | 51.1 | 247.9 | 605.3 | 41.2 | 5.83 | 46.2 | 2137.5 | 0.36 | 608.1 | 110 | 718.1 | 42435523.4 | 3003.1 | 420.2 | 3394604.5 | 152959.9 | 28.6 | 42639735.5 | 7960621.5 | 50600357 | 0 | 25.48 | 8.73 | 0 | 34.21 | 27.15 | 9.6 | 0 | 36.75 | 137626510 | 10058431 | 1632526 | 28641.4 | 0 | 0 | 22492916 | 0 | 0 | 569039.2 | 49761716 | 0 | 91637.4 | 0 | 9983333 | 43519844 | 57464 | 0 | 0 | 9489392 | 0 | 0 | 722.5 | 6.4 | 0 | 5790.7 | 0 | 0 | 379.3 | 11043.4 | 0 | 927.2 | 0 | 3449 | 5544.5 | 472.1 | 0 | 0 | 4141.5 | 0 | 0 | 5100.8 | 0 | 0 | 0 | 0 | 0 | 0 | 0
AL | 2030 | 106542120 | 1956309.2 | 0 | 1257812.9 | 109756240.1 | 102711178.4 | 99098769 | 51347360 | 73082950 | 0.0359 | 0.054 | 0.15 | 52177.23 | 22748 | 0.49 | 0.59 | 302.4 | 21.8 | 3.05 | 24 | 1078.6 | 0.21 | 303.9 | 56.2 | 360.1 | 260.3 | 19.4 | 2.74 | 20.3 | 906.1 | 0.18 | 261.6 | 47.3 | 308.9 | 256.9 | 7.8 | 0.95 | 27.7 | 1246.3 | 0.12 | 257.4 | 64.9 | 322.3 | 555.8 | 37.8 | 5.32 | 42.2 | 1994.2 | 0.31 | 558.4 | 101.7 | 660.1 | 39498472.9 | 2844.3 | 398.7 | 3135326.2 | 140883.3 | 27.1 | 39692076.8 | 7341052.8 | 47033129.7 | 0 | 24.13 | 9.9 | 0 | 34.03 | 25.75 | 10.9 | 0 | 36.64 | 131782160 | 10657471 | 1692801.6 | 27437.5 | 0 | 0 | 21444640 | 0 | 0 | 1172418.4 | 45176060 | 0 | 90341.6 | 0 | 9791635 | 42853636 | 48129.7 | 0 | 0 | 9485053 | 0 | 0 | 743.5 | 6.4 | 0 | 5790.7 | 0 | 0 | 782.3 | 11003.4 | 0 | 927.2 | 0 | 3449 | 5544.5 | 472.1 | 0 | 0 | 4194.4 | 0 | 0 | 5184.8 | 0 | 0 | 0 | 0 | 0 | 0 | 0
AL | 2035 | 115368856 | 4808648 | 0 | 1129180.3 | 121306689.3 | 111220709.4 | 101411917.8 | 54878280 | 60530550 | 0.0359 | 0.054 | 0.15 | 81731.55 | 25121.7 | 0.59 | 0.68 | 255.6 | 20 | 2.82 | 19.3 | 863.5 | 0.19 | 257 | 45.1 | 302.1 | 215.1 | 17.2 | 2.44 | 16.2 | 714.8 | 0.16 | 216.3 | 37.5 | 253.8 | 335.4 | 14.8 | 1.94 | 32 | 1484.4 | 0.15 | 336.3 | 76.3 | 412.6 | 500.9 | 33.5 | 4.71 | 38.5 | 1818.8 | 0.28 | 503.1 | 92.7 | 595.9 | 32167415.9 | 2518.1 | 355.7 | 2432602.7 | 108599.8 | 23.6 | 32339564.6 | 5675321.6 | 38014886.2 | 0 | 21.64 | 15.21 | 0 | 36.85 | 23.38 | 17.09 | 0 | 40.48 | 127210410 | 19894772 | 4101713.5 | 25598.3 | 0 | 0 | 19569620 | 0 | 0 | 2138763 | 31875878 | 0 | 89355.4 | 0 | 9464985 | 42188480 | 0 | 0 | 0 | 17756008 | 0 | 0 | 1804.2 | 6.4 | 0 | 5790.7 | 0 | 0 | 1445.5 | 11003.4 | 0 | 927.2 | 0 | 3471 | 5544.5 | 218.1 | 0 | 0 | 7703.9 | 0 | 0 | 12842.7 | 0 | 0 | 0 | 0 | 0 | 0 | 0
AL | 2040 | 125247080 | 8497508 | 0 | 1315638.4 | 135060220.4 | 120743901.5 | 98731442.2 | 64435670 | 69343050 | 0.0359 | 0.054 | 0.15 | 81947.27 | 28164.6 | 0.67 | 0.75 | 194 | 14.1 | 1.98 | 16 | 690.3 | 0.15 | 195 | 36.7 | 231.6 | 157.6 | 11.7 | 1.64 | 13.1 | 554.4 | 0.13 | 158.4 | 29.6 | 188.1 | 374.6 | 20 | 2.71 | 32.6 | 1547.3 | 0.17 | 375.9 | 78.7 | 454.7 | 453.1 | 28.7 | 3.99 | 36.3 | 1707.2 | 0.24 | 455.1 | 87.2 | 542.3 | 26844019.5 | 1951.4 | 273.7 | 2221479.6 | 95512.7 | 20.9 | 26976892.8 | 5073456.1 | 32050349 | 0 | 19.55 | 14.92 | 0 | 34.47 | 21.46 | 17.19 | 0 | 38.65 | 140210400 | 36328780 | 7258634.5 | 24264.1 | 0 | 0 | 14860813 | 0 | 0 | 2562441.5 | 30830694 | 0 | 74227.6 | 0 | 9219771 | 41613216 | 0 | 0 | 0 | 33766336 | 0 | 0 | 3644.2 | 6.4 | 0 | 5790.7 | 0 | 0 | 1782.3 | 11003.4 | 0 | 927.2 | 0 | 3471 | 5544.5 | 0 | 0 | 0 | 14426.3 | 0 | 0 | 21738.1 | 0 | 0 | 0 | 0 | 0 | 0 | 0
AL | 2045 | 133963030 | 10188792 | 0 | 1176444.8 | 145328266.4 | 129146566.2 | 100190084.1 | 58108340 | 62013812 | 0.0359 | 0.054 | 0.15 | 82024.22 | 30506.3 | 0.69 | 0.76 | 175.9 | 11.9 | 1.65 | 15.4 | 654.4 | 0.14 | 176.7 | 34.9 | 211.6 | 142.6 | 9.8 | 1.37 | 12.6 | 524.8 | 0.12 | 143.3 | 28.3 | 171.5 | 336.5 | 19.3 | 2.63 | 28.3 | 1349.7 | 0.16 | 337.8 | 68.6 | 406.3 | 386.6 | 22.4 | 3.09 | 32.9 | 1526.1 | 0.2 | 388.1 | 78.5 | 466.6 | 25926419.8 | 1750.6 | 243.7 | 2270694.5 | 96501.4 | 20.2 | 26045105 | 5151940.3 | 31197045.3 | 0 | 17.07 | 14.86 | 0 | 31.93 | 18.96 | 17.22 | 0 | 36.18 | 149469330 | 45138184 | 8749858 | 21792.8 | 0 | 0 | 13009146 | 0 | 0 | 2861001.8 | 33075174 | 0 | 57660.2 | 0 | 8805473 | 40612040 | 0 | 0 | 0 | 42277180 | 0 | 0 | 4284.3 | 6.4 | 0 | 5372.6 | 0 | 0 | 2185.6 | 11003.4 | 0 | 927.2 | 0 | 3471 | 5544.5 | 0 | 0 | 0 | 18721.2 | 0 | 0 | 25124.1 | 0 | 0 | 0 | 0 | 0 | 0 | 0
AL | 2050 | 142183200 | 8948993 | 0 | 1163472 | 152295662.9 | 137071196.2 | 105556760.4 | 60554230 | 57778360 | 0.0359 | 0.054 | 0.15 | 83085.5 | 32533.6 | 0.69 | 0.76 | 160.3 | 9.1 | 1.24 | 15.8 | 651.3 | 0.13 | 160.9 | 35.2 | 196.1 | 131.6 | 7.7 | 1.05 | 12.9 | 528.5 | 0.11 | 132.1 | 28.6 | 160.8 | 306.7 | 16.9 | 2.29 | 26.5 | 1252.3 | 0.15 | 307.8 | 63.9 | 371.7 | 377.7 | 19.7 | 2.67 | 33.9 | 1565.3 | 0.19 | 379 | 80.6 | 459.6 | 23683473.5 | 1344.4 | 183.3 | 2333136.3 | 96286.3 | 18.9 | 23773565.9 | 5207628 | 28981193.8 | 0 | 17.44 | 15.25 | 0 | 32.7 | 19.27 | 17.47 | 0 | 36.74 | 149654580 | 46738904 | 7617783 | 21090.6 | 0 | 0 | 9319278 | 0 | 0 | 3249568.2 | 36818680 | 0 | 121287.4 | 0 | 8695776 | 40321770 | 0 | 0 | 0 | 43489336 | 0 | 0 | 4001.4 | 6.4 | 0 | 3727.6 | 0 | 0 | 2540.3 | 11003.4 | 0 | 2001.1 | 0 | 3471 | 5544.5 | 0 | 0 | 0 | 19799.2 | 0 | 0 | 21748.2 | 0 | 0 | 0 | 0 | 0 | 0 | 0
AR | 2024 | 51551216 | 0 | 26004.4 | 881987.5 | 52459207.4 | 49697857.2 | 51361523.4 | 48007376 | 44824250 | 0.0359 | 0.054 | 0.1765 | 4723.15 | 11237.3 | 0.38 | 0.52 | 383.6 | 28.2 | 3.98 | 29.2 | 1338.1 | 0.25 | 385.5 | 69.1 | 454.7 | 335.1 | 27.8 | 3.96 | 21.8 | 1069 | 0.2 | 337 | 53.7 | 390.7 | 392.5 | 21 | 3.02 | 36.2 | 1459 | 0.29 | 393.9 | 79.7 | 473.7 | 773.6 | 61 | 8.83 | 51.7 | 2397.7 | 0.49 | 777.9 | 123.3 | 901.1 | 18775177.8 | 1383.7 | 194.9 | 1426105.1 | 65442 | 12.1 | 18869609.8 | 3379592.2 | 22249202 | 0 | 29.75 | 1.01 | 0 | 30.76 | 31.53 | 1.11 | 0 | 32.63 | 49328300 | 1097684 | 0 | 98117.6 | 0 | 0 | 11215421 | 0 | 0 | 428917.4 | 19219532 | 0 | 64191.3 | 0 | 2896239.2 | 14515110 | 200615.7 | 21389.1 | 0 | 668766.5 | 0 | 0 | 0 | 16.8 | 0 | 5128.1 | 0 | 0 | 278.5 | 4597 | 0 | 705.4 | 0 | 1265.8 | 1817.8 | 305.8 | 30 | 0 | 306.7 | 0 | 0 | 0 | 300 | 0 | 0 | 0 | 0 | 0 | 0
AR | 2026 | 52636924 | 0 | 28826.4 | 1122759.9 | 53788509.4 | 50744535.6 | 49437835.3 | 59068532 | 52468140 | 0.0359 | 0.054 | 0.1766 | 41037.07 | 11488.9 | 0.46 | 0.64 | 318 | 22.3 | 3.12 | 25.7 | 1153.8 | 0.21 | 319.5 | 60.1 | 379.6 | 237.1 | 18.6 | 2.63 | 16.6 | 794.5 | 0.14 | 238.3 | 40.3 | 278.7 | 334.7 | 13.5 | 1.86 | 34.5 | 1415.3 | 0.23 | 335.6 | 76.7 | 412.3 | 717.1 | 56.5 | 8.11 | 47.4 | 2278.9 | 0.42 | 721 | 115.4 | 836.4 | 14888595.1 | 1045.6 | 146.1 | 1200721.7 | 53966.6 | 9.9 | 14959649.9 | 2811641.4 | 17771291.3 | 0 | 27.17 | 8.72 | 0 | 35.89 | 28.81 | 9.52 | 0 | 38.32 | 47216810 | 4350674 | 0 | 96255.4 | 0 | 0 | 8439922 | 0 | 0 | 1084511 | 16906450 | 0 | 33808.6 | 0 | 2875972.8 | 14490571 | 0 | 23154.8 | 0 | 3266163 | 0 | 0 | 0 | 16.8 | 0 | 4310.4 | 0 | 0 | 705.1 | 4597 | 0 | 705.4 | 0 | 1265.8 | 1817.8 | 3.1 | 30 | 0 | 1414 | 0 | 0 | 0 | 300 | 0 | 0 | 0 | 0 | 0 | 0
AR | 2028 | 53973292 | 933185.1 | 55774 | 1712167.4 | 56674417.4 | 52032872.4 | 46351061.1 | 85612860 | 70196000 | 0.0359 | 0.054 | 0.1767 | 53764.72 | 11869.8 | 0.68 | 0.82 | 175.6 | 10.8 | 1.48 | 17.2 | 689.7 | 0.15 | 176.3 | 37.8 | 214.1 | 109.7 | 7.7 | 1.08 | 9 | 397.3 | 0.08 | 110.2 | 20.9 | 131.1 | 268.3 | 5.9 | 0.65 | 31 | 1370.3 | 0.12 | 268.6 | 71.9 | 340.5 | 559.2 | 41.1 | 5.87 | 40.5 | 1873.3 | 0.35 | 562 | 96.4 | 658.4 | 7137750.3 | 439 | 60.5 | 697474 | 28001.1 | 6.2 | 7167338.1 | 1533591.4 | 8700929.5 | 0 | 21.33 | 10.4 | 0 | 31.73 | 22.82 | 11.53 | 0 | 34.35 | 41265600 | 10323356 | 794471.6 | 90797.1 | 0 | 0 | 3418660.8 | 0 | 0 | 1824331 | 9799162 | 0 | 20933.5 | 0 | 2840304.8 | 13933362 | 0 | 44553.2 | 0 | 8499025 | 0 | 0 | 545.7 | 16.8 | 0 | 3487.7 | 0 | 0 | 1192.1 | 4597 | 0 | 705.4 | 0 | 1292.8 | 1817.8 | 3.1 | 30 | 0 | 3598.6 | 0 | 0 | 2182.7 | 300 | 0 | 0 | 0 | 0 | 0 | 0
AR | 2030 | 55531144 | 967235.3 | 64602.9 | 2025313.8 | 58588294.1 | 53534739.5 | 38307759.2 | 97806456 | 84818210 | 0.0359 | 0.054 | 0.1768 | 60688.73 | 12294.7 | 0.82 | 0.89 | 102.8 | 7.1 | 0.99 | 10.3 | 382.2 | 0.11 | 103.3 | 21.7 | 125 | 70.8 | 5.5 | 0.78 | 5.6 | 240.7 | 0.06 | 71.1 | 12.8 | 83.9 | 254.8 | 8.4 | 1.04 | 27 | 1215.3 | 0.12 | 255.4 | 63.3 | 318.6 | 487.3 | 35.9 | 5.11 | 35.2 | 1649.1 | 0.29 | 489.8 | 84.4 | 574.2 | 4589347 | 316.6 | 44.2 | 459815.1 | 17021.1 | 4.9 | 4610838.8 | 968386.8 | 5579225.7 | 0 | 19.14 | 11.55 | 0 | 30.69 | 20.52 | 12.81 | 0 | 33.33 | 45593364 | 20280534 | 821184.6 | 87505.4 | 0 | 0 | 2619506.8 | 0 | 0 | 2721206.5 | 5522905 | 0 | 5358.7 | 0 | 2720509.2 | 13484443 | 0 | 51417.5 | 0 | 17559328 | 0 | 0 | 556.3 | 16.8 | 0 | 3487.7 | 0 | 0 | 1786.5 | 4536 | 0 | 705.4 | 0 | 1292.8 | 1817.8 | 1.8 | 30 | 0 | 7321.9 | 0 | 0 | 2225.4 | 300 | 0 | 0 | 0 | 0 | 0 | 0
AR | 2035 | 59632330 | 963072.2 | 69858.4 | 2203140.3 | 62868396.2 | 57488556.5 | 40256308.9 | 108612100 | 90997330 | 0.0359 | 0.0539 | 0.1768 | 85518.68 | 13472.3 | 0.87 | 0.92 | 76.5 | 5.9 | 0.83 | 7.8 | 266.8 | 0.1 | 76.9 | 15.8 | 92.7 | 54.7 | 4.7 | 0.66 | 4.1 | 173.4 | 0.05 | 55 | 9.3 | 64.4 | 250.3 | 10.9 | 1.42 | 24.2 | 1110.3 | 0.12 | 251 | 57.3 | 308.3 | 448.7 | 32.5 | 4.61 | 32.8 | 1545.1 | 0.26 | 450.9 | 78.9 | 529.9 | 3357546.8 | 259.1 | 36.6 | 344090.3 | 11662.1 | 4.3 | 3375246.5 | 692804 | 4068050.5 | 0 | 17.78 | 16.37 | 0 | 34.16 | 19.05 | 18.17 | 0 | 37.21 | 45229344 | 22612088 | 814675.8 | 86188.3 | 0 | 0 | 2267566 | 0 | 0 | 3240508.2 | 3387965.5 | 0 | 2499.8 | 0 | 2659702.2 | 13342006 | 0 | 56652.9 | 0 | 19371578 | 0 | 0 | 557 | 16.8 | 0 | 3487.7 | 0 | 0 | 2181.8 | 4536 | 0 | 705.4 | 0 | 1300.8 | 1817.8 | 1.8 | 30 | 0 | 8287.7 | 0 | 0 | 2228.1 | 300 | 0 | 0 | 0 | 0 | 0 | 0
AR | 2040 | 64297656 | 1011218.9 | 71534.3 | 2437417.6 | 67817831.1 | 61986243.7 | 44941717.2 | 120695850 | 96259030 | 0.0359 | 0.0539 | 0.1769 | 85541.04 | 14812 | 0.91 | 0.95 | 54.8 | 4 | 0.56 | 6.6 | 199.4 | 0.09 | 55.1 | 12.6 | 67.6 | 36.4 | 3 | 0.42 | 3.1 | 120.3 | 0.04 | 36.6 | 6.7 | 43.3 | 242.8 | 12.8 | 1.73 | 21.5 | 1007.5 | 0.12 | 243.6 | 51.6 | 295.2 | 378.3 | 24.8 | 3.48 | 30.1 | 1388.9 | 0.22 | 380 | 71.5 | 451.5 | 2271563.3 | 167.3 | 23.5 | 276537.2 | 8231.2 | 3.7 | 2282964.2 | 522844.3 | 2805808.5 | 0 | 15.53 | 16.45 | 0 | 31.98 | 16.65 | 18.26 | 0 | 34.91 | 43332830 | 22876114 | 869793.6 | 83705.8 | 0 | 0 | 1467005.5 | 0 | 0 | 3250494.5 | 2512392 | 0 | 20893.8 | 0 | 2533102.5 | 12911475 | 0 | 58351.4 | 0 | 19625620 | 0 | 0 | 558.4 | 16.8 | 0 | 3487.7 | 0 | 0 | 2281.3 | 4536 | 0 | 1233.5 | 0 | 1300.8 | 1817.8 | 1.8 | 30 | 0 | 8713.7 | 0 | 0 | 2230.9 | 300 | 0 | 0 | 0 | 0 | 0 | 0
AR | 2045 | 68468440 | 965684.2 | 79707.9 | 2344694.1 | 71858522.5 | 66007115.7 | 46680668 | 117926480 | 92128080 | 0.0359 | 0.0539 | 0.1769 | 85359.5 | 15923.2 | 0.89 | 0.95 | 58 | 3.6 | 0.49 | 7.1 | 230.7 | 0.08 | 58.3 | 14 | 72.2 | 32.6 | 2.3 | 0.31 | 3.2 | 120.7 | 0.03 | 32.8 | 6.8 | 39.6 | 205.4 | 9.9 | 1.33 | 20.3 | 883.5 | 0.13 | 206.1 | 46.7 | 252.8 | 325.9 | 19.2 | 2.65 | 27.9 | 1271.9 | 0.18 | 327.2 | 65.9 | 393 | 2545506.5 | 158 | 21.8 | 313995.6 | 10109.3 | 3.8 | 2556161.2 | 616279.8 | 3172441 | 0 | 14.1 | 16.56 | 0 | 30.66 | 15.08 | 18.28 | 0 | 33.36 | 46032852 | 25177854 | 807459.9 | 23189 | 0 | 0 | 1286259.5 | 0 | 0 | 3244808.8 | 3413576.8 | 0 | 146845.9 | 0 | 2442495 | 12671585 | 0 | 63586.9 | 0 | 21933046 | 0 | 0 | 548.3 | 8.8 | 0 | 3487.7 | 0 | 0 | 2403.6 | 4536 | 0 | 3276.4 | 0 | 1300.8 | 1817.8 | 0 | 30 | 0 | 10006.4 | 0 | 0 | 2190.4 | 300 | 0 | 0 | 0 | 0 | 0 | 0
AR | 2050 | 72378056 | 2362200.5 | 80129.9 | 2616274.7 | 77436657.5 | 69776169 | 47253304 | 131972430 | 102231110 | 0.0359 | 0.0539 | 0.1771 | 84129.8 | 16874.2 | 0.84 | 0.93 | 94.9 | 6.6 | 0.92 | 7.9 | 346.3 | 0.07 | 95.3 | 18.2 | 113.5 | 43.4 | 3.2 | 0.44 | 3.3 | 153.8 | 0.03 | 43.6 | 7.9 | 51.5 | 188.5 | 8.7 | 1.15 | 19.8 | 826.1 | 0.14 | 189.1 | 44.5 | 233.6 | 312.1 | 16.5 | 2.24 | 28.1 | 1282.3 | 0.16 | 313.2 | 66.3 | 379.6 | 4354157.3 | 306 | 42.8 | 360541 | 15801.5 | 3.2 | 4374952.6 | 832287.5 | 5207240.1 | 0 | 13.61 | 15.87 | 0 | 29.48 | 14.73 | 17.85 | 0 | 32.57 | 47677612 | 30183354 | 1999450 | 21706.7 | 0 | 0 | 2562472.5 | 0 | 0 | 3329036.5 | 4460997 | 0 | 518505 | 0 | 2384909 | 5481923.5 | 0 | 64295.9 | 0 | 26854316 | 0 | 0 | 1332.1 | 8.8 | 0 | 3328.6 | 0 | 0 | 2575.5 | 4536 | 0 | 4654.7 | 0 | 1300.8 | 794.9 | 0 | 30 | 0 | 12178.4 | 0 | 0 | 5325.5 | 300 | 0 | 0 | 0 | 0 | 0 | 0
AZ | 2024 | 89306130 | 999207.8 | 365621.2 | 1452858.9 | 92123814 | 86096749.9 | 37125873 | 31149532 | 72940160 | 0.0359 | 0.0539 | 0.1155 | 56704.78 | 21622.5 | 0.7 | 0.66 | 194.3 | 15.2 | 2.15 | 14.6 | 655.2 | 0.14 | 195.4 | 34.2 | 229.5 | 233.1 | 18.4 | 2.6 | 17.1 | 781.1 | 0.16 | 234.4 | 40.4 | 274.8 | 263.8 | 5.9 | 0.65 | 30.3 | 1346.8 | 0.12 | 264.1 | 70.5 | 334.6 | 657.1 | 49.2 | 6.96 | 45 | 2236.3 | 0.34 | 660.5 | 111.7 | 772.2 | 25886897.9 | 2025.1 | 286.2 | 1944474.5 | 87292.3 | 18.6 | 26025373.1 | 4550849.8 | 30576222.8 | 0 | 27.73 | 11.56 | 0 | 39.29 | 29.48 | 12.76 | 0 | 42.24 | 134211840 | 54997940 | 840538.8 | 208506.1 | 0 | 0 | 14880445 | 0 | 610865.5 | 2766371 | 24586128 | 0 | 255905.6 | 0 | 7251561.5 | 30865014 | 35759 | 290045.5 | 0 | 49970500 | 1650202.9 | 0 | 713.2 | 30.7 | 0 | 2943 | 0 | 295.6 | 1611.8 | 10756.2 | 0 | 3142 | 0 | 2840.9 | 3937 | 1118 | 216.3 | 0 | 18155.6 | 0 | 617.3 | 2362.7 | 2163 | 0 | 0 | 0.08 | 0 | 0 | 0
AZ | 2026 | 91575000 | 2900199.5 | 457150.2 | 1867039.4 | 96799391.1 | 88284083.2 | 35783624.9 | 45487044 | 86461624 | 0.0359 | 0.0539 | 0.1155 | 66638.07 | 22167.8 | 0.75 | 0.71 | 169.6 | 13.6 | 1.93 | 12.6 | 562.1 | 0.13 | 170.5 | 29.4 | 199.9 | 204.8 | 16.8 | 2.38 | 14.5 | 667.1 | 0.14 | 206 | 34.4 | 240.4 | 154.5 | 4.4 | 0.52 | 17 | 759.6 | 0.07 | 154.8 | 39.6 | 194.4 | 595.8 | 42.5 | 5.97 | 42.7 | 2103.3 | 0.3 | 598.7 | 105.4 | 704.1 | 23235756.2 | 1861.4 | 263.6 | 1729898.7 | 77044.8 | 17.2 | 23363188.5 | 4030533.9 | 27393722.4 | 0 | 25.82 | 13.29 | 0 | 39.11 | 27.73 | 14.95 | 0 | 42.68 | 138025330 | 61015770 | 2477977 | 207198.8 | 0 | 0 | 13788579 | 0 | 608656.2 | 3245570.2 | 21040042 | 0 | 212040.4 | 0 | 8501812 | 30392044 | 26155.8 | 363703.8 | 0 | 55519064 | 1642470.1 | 0 | 1811 | 30.7 | 0 | 2943 | 0 | 295.6 | 1888.1 | 10756.2 | 0 | 3047 | 0 | 3234.9 | 3937 | 1118 | 216.3 | 0 | 20061.6 | 0 | 617.3 | 6754 | 2163 | 0 | 0 | 0.09 | 0 | 0 | 0
AZ | 2028 | 94285340 | 3493100.8 | 522529.2 | 2228372.2 | 100529344.5 | 90897017.3 | 31948868.6 | 63320776 | 97044936 | 0.0359 | 0.0539 | 0.1155 | 60539.89 | 22830.4 | 0.82 | 0.8 | 126 | 10.5 | 1.49 | 9.5 | 406.7 | 0.1 | 126.7 | 21.7 | 148.4 | 141.9 | 11.9 | 1.69 | 10.2 | 454 | 0.11 | 142.7 | 23.7 | 166.4 | 105.7 | 3.4 | 0.41 | 11.3 | 508 | 0.05 | 105.9 | 26.4 | 132.4 | 480.1 | 31.3 | 4.37 | 37.4 | 1781.4 | 0.25 | 482.3 | 90.6 | 572.8 | 16806969 | 1396.8 | 198.4 | 1272390.4 | 54294.3 | 14 | 16902771.3 | 2894175.3 | 19796946.6 | 0 | 21.46 | 11.99 | 0 | 33.45 | 23.25 | 13.57 | 0 | 36.82 | 134449940 | 68580470 | 2983087.8 | 204129.6 | 0 | 0 | 10460713 | 0 | 556958.6 | 3795764 | 13922306 | 0 | 131238.5 | 0 | 8379625.5 | 29352388 | 19751.4 | 416224.2 | 0 | 60863496 | 3364259.5 | 0 | 2068.6 | 30.7 | 0 | 2943 | 0 | 295.6 | 2245.4 | 10756.2 | 0 | 2447.5 | 0 | 3237.9 | 3937 | 1098 | 216.3 | 0 | 22360.5 | 0 | 1137.5 | 8125.1 | 2163 | 0 | 0 | 0.09 | 0 | 0 | 0
AZ | 2030 | 97421370 | 6004219 | 580361.6 | 2154697.3 | 106160642.6 | 93920337 | 38554592.6 | 64772680 | 89551340 | 0.0359 | 0.0539 | 0.1155 | 61513.4 | 23661.3 | 0.84 | 0.84 | 117.1 | 10.4 | 1.49 | 8.4 | 356.5 | 0.1 | 117.8 | 19 | 136.8 | 119.9 | 10.6 | 1.52 | 8.3 | 366.8 | 0.1 | 120.7 | 19.3 | 140 | 91.1 | 3 | 0.37 | 9.6 | 434.5 | 0.04 | 91.2 | 22.6 | 113.9 | 414.5 | 28.1 | 3.93 | 31.8 | 1506.8 | 0.23 | 416.4 | 76.8 | 493.2 | 15216782.5 | 1355.4 | 193.6 | 1087438.3 | 46370.1 | 13.1 | 15310033.6 | 2472840.2 | 17782873.8 | 0 | 19.7 | 11.89 | 0 | 31.59 | 21.67 | 13.76 | 0 | 35.43 | 131117170 | 67606050 | 5120343 | 202019.8 | 0 | 0 | 10362335 | 0 | 441317.3 | 4256599 | 10409221 | 0 | 91853.1 | 0 | 8280618.5 | 28571094 | 2684.8 | 470947.8 | 0 | 59590956 | 3317177.8 | 0 | 3265.1 | 30.7 | 0 | 2943 | 0 | 295.6 | 2657.1 | 10388.2 | 0 | 2158.5 | 0 | 3237.9 | 3937 | 585 | 216.3 | 0 | 24059.8 | 0 | 1137.5 | 13652.7 | 2163 | 0 | 0 | 0.09 | 0 | 0 | 0
AZ | 2035 | 106160350 | 11908474 | 565303.8 | 1947776.1 | 120581903.3 | 102345252.3 | 51154289.8 | 64552460 | 75652150 | 0.0359 | 0.0539 | 0.1155 | 84703.51 | 25824 | 0.88 | 0.89 | 89.9 | 8.2 | 1.17 | 6.6 | 269 | 0.09 | 90.5 | 14.7 | 105.1 | 83.8 | 7.3 | 1.05 | 6.4 | 260 | 0.08 | 84.3 | 14.1 | 98.5 | 132.8 | 4 | 0.48 | 14.4 | 646 | 0.06 | 133 | 33.7 | 166.7 | 344.5 | 23.9 | 3.36 | 26.5 | 1237.8 | 0.2 | 346.1 | 63.5 | 409.6 | 11732444.4 | 1069 | 153 | 866804.2 | 35109.1 | 11.2 | 11806071.1 | 1916121.7 | 13722192.8 | 0 | 16.52 | 15.8 | 0 | 32.31 | 18.56 | 19.13 | 0 | 37.7 | 131811480 | 69427620 | 10116651 | 199135.6 | 0 | 0 | 8231337.5 | 0 | 378828.1 | 4894836.5 | 7537887 | 0 | 74339.2 | 0 | 8235579 | 27536908 | 4222.1 | 447807 | 0 | 60859916 | 3294032.2 | 0 | 5358 | 30.7 | 0 | 2181 | 0 | 295.6 | 3238.4 | 10182.8 | 0 | 2158.5 | 0 | 3237.9 | 3937 | 359 | 216.3 | 0 | 26471.7 | 0 | 1137.5 | 27578.3 | 2163 | 0 | 0 | 0.09 | 0 | 0 | 0
AZ | 2040 | 116630590 | 19683132 | 541825.8 | 2115477.7 | 138971029.5 | 112439191.1 | 60425494.2 | 74734760 | 77341690 | 0.0359 | 0.0539 | 0.1155 | 82519.16 | 28376.3 | 0.92 | 0.93 | 59.1 | 5.6 | 0.8 | 4.7 | 172.4 | 0.07 | 59.4 | 9.8 | 69.3 | 54.3 | 4.9 | 0.71 | 4.4 | 163.6 | 0.06 | 54.6 | 9.3 | 63.9 | 173.7 | 6 | 0.75 | 18.2 | 822.7 | 0.08 | 174.1 | 42.7 | 216.8 | 309.3 | 21.5 | 3.01 | 23.6 | 1117.2 | 0.18 | 310.8 | 57 | 367.8 | 8263842.2 | 778.1 | 111.6 | 656184.6 | 24109.7 | 9.4 | 8317505.8 | 1377233.5 | 9694739.3 | 0 | 13.62 | 14.73 | 0 | 28.35 | 15.65 | 18.75 | 0 | 34.4 | 141692290 | 78545540 | 16810782 | 196809.4 | 0 | 0 | 6037824 | 0 | 368334.2 | 4918841 | 4675264.5 | 0 | 44319.3 | 0 | 8008262.5 | 26945542 | 535.6 | 427417.8 | 0 | 70243260 | 3015092.8 | 0 | 8490.9 | 30.7 | 0 | 2065 | 0 | 295.6 | 3341.8 | 10182.8 | 0 | 2158.5 | 0 | 3237.9 | 3937 | 175 | 216.3 | 0 | 30664.5 | 0 | 1009.4 | 46738 | 2163 | 0 | 0 | 0.09 | 0 | 0 | 0
AZ | 2045 | 126716350 | 27628330 | 574055.2 | 1879364.9 | 156798102.6 | 122162424.4 | 68026595.3 | 68920200 | 67068692 | 0.0359 | 0.0539 | 0.1155 | 83778.17 | 30926.3 | 0.94 | 0.95 | 44.5 | 4.3 | 0.62 | 3.7 | 127.2 | 0.06 | 44.7 | 7.5 | 52.2 | 41.8 | 3.9 | 0.56 | 3.5 | 122.5 | 0.05 | 42.1 | 7.2 | 49.3 | 178.5 | 6.7 | 0.86 | 18.2 | 826.5 | 0.08 | 178.9 | 42.8 | 221.7 | 232.5 | 16.1 | 2.25 | 18.3 | 843.1 | 0.14 | 233.6 | 43.5 | 277.1 | 6788036.6 | 655 | 94.2 | 560514.6 | 19389.9 | 8.6 | 6833259.8 | 1140673.8 | 7973933.6 | 0 | 10.66 | 14.35 | 0 | 25.01 | 12.87 | 18.98 | 0 | 31.85 | 155071520 | 88771500 | 23459972 | 194260.6 | 0 | 0 | 5122842.5 | 0 | 0 | 4398965 | 3466294.5 | 0 | 29516.8 | 0 | 7504829 | 26072742 | 107.1 | 449454 | 0 | 81705630 | 2666907.5 | 0 | 11241.9 | 30.7 | 0 | 2065 | 0 | 0 | 3499.8 | 10182.8 | 0 | 2118 | 0 | 3237.9 | 3937 | 175 | 216.3 | 0 | 37626.1 | 0 | 900.2 | 64923.7 | 2163 | 0 | 0 | 0.09 | 0 | 0 | 0
AZ | 2050 | 136535330 | 28974214 | 604198.2 | 1821736.1 | 167935471.3 | 131628416.9 | 75646396.6 | 69600490 | 63491476 | 0.0359 | 0.0539 | 0.1155 | 85634.56 | 33062.5 | 0.93 | 0.94 | 49.3 | 4.5 | 0.64 | 4 | 148.1 | 0.06 | 49.6 | 8.5 | 58.1 | 45.8 | 4.1 | 0.58 | 3.9 | 140.8 | 0.05 | 46.1 | 8.1 | 54.2 | 185.9 | 7.5 | 0.96 | 18.5 | 846.7 | 0.09 | 186.4 | 43.8 | 230.2 | 212.4 | 11.9 | 1.63 | 19.1 | 859.4 | 0.13 | 213.2 | 44.8 | 258 | 7862906 | 720.3 | 103.1 | 645511.4 | 23584.9 | 9.1 | 7912521.1 | 1350814.4 | 9263335.5 | 0 | 11.19 | 14.63 | 0 | 25.82 | 13.63 | 19.24 | 0 | 32.87 | 161981630 | 92289070 | 24633548 | 175780.4 | 0 | 0 | 5555184 | 0 | 0 | 4463041 | 5072792.5 | 0 | 44330.1 | 0 | 7686961 | 26040922 | 142.8 | 482890.2 | 0 | 86222570 | 1603463.2 | 0 | 12270.5 | 28.2 | 0 | 2065 | 0 | 0 | 3767.2 | 10252.3 | 0 | 2510 | 0 | 3237.9 | 3937 | 175 | 216.3 | 0 | 41051 | 0 | 530.2 | 66813.5 | 2163 | 0 | 0 | 0.09 | 0 | 0 | 0
CA | 2024 | 297754660 | 5056848.5 | 6609243.5 | 2989273.5 | 312410020.6 | 287052545.2 | 219659269.8 | 109195120 | 45540468 | 0.0359 | 0.0539 | 0.1818 | 60436.32 | 70679.5 | 0.71 | 0.69 | 111.6 | 2.1 | 0.21 | 14.7 | 586 | 0.07 | 111.7 | 32.2 | 143.9 | 145.9 | 5.8 | 0.75 | 16 | 669.1 | 0.09 | 146.3 | 36 | 182.3 | 164.5 | 4 | 0.45 | 18.7 | 830.6 | 0.07 | 164.7 | 43.4 | 208.2 | 637.1 | 44.6 | 6.26 | 46.4 | 2270.4 | 0.33 | 640.1 | 114.1 | 754.3 | 27604136.7 | 520.5 | 52.1 | 3632168.9 | 144950.7 | 16.5 | 27633869.5 | 7956213.7 | 35590083.2 | 0 | 29.29 | 12.2 | 0.58 | 42.07 | 31.4 | 13.7 | 0.62 | 45.72 | 248110980 | 92750750 | 4280509.5 | 5587050.5 | 0 | 0 | 0 | 0 | 1918365 | 21291766 | 70561864 | 0 | 417539.2 | 23130482 | 28333284 | 17623994 | 9997.6 | 5415509 | 0 | 54788470 | 14752144 | 0 | 3304.1 | 865.4 | 0 | 0 | 0 | 917.8 | 13052.4 | 19788.5 | 0 | 10758.4 | 3106.1 | 10215.5 | 2240 | 994.6 | 3911.9 | 0 | 20194.2 | 0 | 6476 | 12614.7 | 39119 | 0 | 1.9 | 0.42 | 0 | 0 | 0
CA | 2026 | 300685220 | 5604551 | 7335229 | 3370284.8 | 316995290.4 | 289877783.7 | 220821089.3 | 123635820 | 51493140 | 0.0359 | 0.0539 | 0.1818 | 70540.95 | 71722.5 | 0.74 | 0.73 | 99.4 | 1.9 | 0.19 | 13.3 | 522.3 | 0.06 | 99.5 | 28.8 | 128.4 | 132.3 | 5.7 | 0.74 | 14.3 | 594.3 | 0.08 | 132.7 | 32 | 164.7 | 95 | 2.7 | 0.32 | 10.4 | 467.9 | 0.04 | 95.2 | 24.4 | 119.5 | 585.2 | 39.9 | 5.58 | 43.6 | 2127.8 | 0.29 | 587.9 | 107 | 695 | 24197310.1 | 456.2 | 45.7 | 3225307.5 | 127136.5 | 15 | 24223370.8 | 7018066.5 | 31241437.3 | 0 | 27.45 | 14.23 | 0 | 41.68 | 29.61 | 16.05 | 0 | 45.65 | 244193200 | 96174200 | 4771323 | 5510777 | 0 | 0 | 0 | 0 | 1916708.4 | 24709658 | 62213364 | 0 | 396000.9 | 23130482 | 28720758 | 17396206 | 7732.7 | 5872349 | 0 | 54858550 | 14689280 | 0 | 3828.6 | 865.4 | 0 | 0 | 0 | 917.8 | 15234.3 | 19788.5 | 0 | 10758.4 | 3106.1 | 10619.1 | 2240 | 993 | 3919.5 | 0 | 20477.4 | 0 | 6436.5 | 13710.7 | 39195 | 0 | 0 | 0.42 | 0 | 0 | 0
CA | 2028 | 306406430 | 10629478 | 8734192 | 3819746.8 | 329589857.7 | 295393377.1 | 214117811.8 | 138579280 | 60275624 | 0.0359 | 0.0539 | 0.1818 | 65221.91 | 73698.2 | 0.82 | 0.81 | 67.5 | 1.3 | 0.13 | 9.4 | 355.3 | 0.05 | 67.6 | 20 | 87.6 | 94.8 | 4.4 | 0.58 | 10.3 | 415.8 | 0.06 | 95.1 | 22.7 | 117.8 | 50.8 | 1.7 | 0.22 | 5.3 | 240.4 | 0.02 | 50.9 | 12.5 | 63.4 | 493.7 | 31.4 | 4.36 | 39.1 | 1860.8 | 0.26 | 495.8 | 94.6 | 590.4 | 16864928 | 318 | 31.8 | 2350492.7 | 88786.2 | 11.7 | 16883093 | 4999510.5 | 21882603.5 | 0 | 23.22 | 12.95 | 0 | 36.18 | 25.46 | 14.91 | 0 | 40.37 | 250582580 | 115472050 | 9075954 | 5359158.5 | 0 | 0 | 0 | 0 | 1926788.4 | 28534132 | 43784080 | 0 | 423472 | 24502536 | 28044364 | 16964816 | 5966.6 | 6950205 | 0 | 68615096 | 14606058 | 1789975.4 | 6807.7 | 865.4 | 0 | 0 | 0 | 917.8 | 17685.4 | 19788.5 | 0 | 10667.1 | 3290.3 | 10908.2 | 2240 | 883 | 4063.4 | 0 | 25344 | 600 | 6422.9 | 25625.4 | 40634.4 | 0 | 0 | 0.5 | 0 | 0 | 0
CA | 2030 | 314559460 | 22693312 | 15127707 | 3847663.4 | 356228130.1 | 303253369.2 | 186500836.8 | 132483736 | 67278110 | 0.0359 | 0.0539 | 0.1817 | 66259.99 | 76484.6 | 0.89 | 0.86 | 42.7 | 0.8 | 0.08 | 5.7 | 224 | 0.02 | 42.7 | 12.4 | 55.1 | 72.8 | 3.7 | 0.5 | 7.4 | 308.1 | 0.04 | 73.1 | 16.6 | 89.7 | 31.6 | 0.8 | 0.08 | 3.6 | 160.1 | 0.01 | 31.7 | 8.4 | 40 | 413.7 | 26.8 | 3.73 | 32.7 | 1548.4 | 0.22 | 415.5 | 78.9 | 494.4 | 12347496.9 | 232.8 | 23.3 | 1658070.4 | 64788.1 | 6.3 | 12360796.9 | 3590474.5 | 15951271.4 | 0 | 20.94 | 12.51 | 0.59 | 34.03 | 23.82 | 15.16 | 0.66 | 39.63 | 290316580 | 169727300 | 19258454 | 5036885 | 0 | 0 | 0 | 0 | 1859431.8 | 32398796 | 32232058 | 0 | 350414.2 | 24475000 | 27105958 | 0 | 4614.1 | 12125892 | 0 | 113415950 | 14813338 | 7239773 | 12014 | 842.4 | 0 | 0 | 0 | 917.8 | 20237.1 | 19755.9 | 0 | 10646.8 | 3290.3 | 11024.9 | 0 | 592.9 | 6358.1 | 0 | 40410.1 | 2000 | 6451.7 | 54043.7 | 63581.3 | 0 | 0 | 0.57 | 1.2 | 0.85 | 0
CA | 2035 | 339248960 | 34225984 | 25815206 | 3670448.2 | 402960582.9 | 327055541 | 174151632.3 | 119150376 | 72510050 | 0.0359 | 0.0539 | 0.1818 | 89657.56 | 84998.9 | 0.93 | 0.92 | 25.8 | 0.5 | 0.05 | 3.2 | 135.2 | 0.01 | 25.9 | 7.3 | 33.1 | 40.4 | 2.1 | 0.28 | 3.9 | 170.8 | 0.02 | 40.5 | 9 | 49.5 | 33.6 | 0.8 | 0.08 | 3.9 | 171.2 | 0.01 | 33.6 | 9 | 42.6 | 340.4 | 21.1 | 2.93 | 28.3 | 1306.1 | 0.19 | 341.8 | 67.3 | 409.1 | 9131833.1 | 172.3 | 17.3 | 1144515.3 | 47802.4 | 4.3 | 9141680.1 | 2570199 | 11711879.1 | 0 | 17.66 | 16.32 | 0 | 33.97 | 20.58 | 20.78 | 0 | 41.36 | 355661470 | 228808930 | 29090714 | 1867576 | 0 | 0 | 0 | 0 | 1660649.2 | 37693070 | 24006908 | 0 | 271456.1 | 24288468 | 26779578 | 0 | 7656.3 | 20540162 | 0 | 149230160 | 14493099 | 25731962 | 17243.9 | 435.9 | 0 | 0 | 0 | 917.8 | 24240.2 | 19646 | 0 | 10235.8 | 3290.3 | 11129.8 | 0 | 592.9 | 11429.5 | 0 | 53522.9 | 6000 | 5747.5 | 81164.2 | 114294.8 | 0 | 0 | 0.57 | 0 | 0.93 | 0
CA | 2040 | 370525340 | 47941970 | 23324384 | 3715843.1 | 445507548.3 | 357207844.8 | 155789627.2 | 115643540 | 84776670 | 0.0359 | 0.0539 | 0.1817 | 86957.68 | 95261.1 | 0.96 | 0.95 | 14.2 | 0.3 | 0.03 | 1.8 | 74.2 | 0.01 | 14.2 | 4 | 18.2 | 23.8 | 1.3 | 0.17 | 2.3 | 99.1 | 0.01 | 23.9 | 5.3 | 29.1 | 16.4 | 0.4 | 0.04 | 1.9 | 83.9 | 0.01 | 16.5 | 4.4 | 20.9 | 312.3 | 18.8 | 2.58 | 26.1 | 1221 | 0.17 | 313.5 | 62.6 | 376.1 | 5801570.2 | 109.4 | 10.9 | 726549.7 | 30382.2 | 2.7 | 5807816.6 | 1632681.6 | 7440498.1 | 0 | 15.2 | 15.44 | 0 | 30.63 | 17.66 | 19.89 | 0 | 37.56 | 414002270 | 289717920 | 40750636 | 1220886.4 | 0 | 0 | 0 | 0 | 1437662.2 | 38840064 | 15447642 | 0 | 147047.5 | 23981804 | 24037372 | 0 | 1152 | 18697804 | 0 | 161620930 | 15677990 | 72141270 | 23776.8 | 366.9 | 0 | 0 | 0 | 917.8 | 25964.7 | 19646 | 0 | 9887.3 | 3290.3 | 11235.4 | 0 | 147.5 | 11429.5 | 0 | 59809.2 | 16000 | 5708.9 | 116732.8 | 114294.8 | 0 | 0 | 0.57 | 0 | 0.96 | 0
CA | 2045 | 403348100 | 55293504 | 24325034 | 4069441.5 | 487036079.6 | 388850829.6 | 128159000 | 113077270 | 109627350 | 0.0359 | 0.0539 | 0.1817 | 97913.33 | 104946.8 | 0.97 | 1 | 10.2 | 0.2 | 0.02 | 1.3 | 53.5 | 0 | 10.2 | 2.9 | 13.1 | 0 | 0 | 0 | 0 | 0 | 0 | 0 | 0 | 0 | 6.7 | 0.2 | 0.02 | 0.8 | 34.1 | 0 | 6.7 | 1.8 | 8.5 | 231.8 | 13.7 | 1.89 | 20 | 911.6 | 0.13 | 232.7 | 47.2 | 279.9 | 4866790 | 91.7 | 9.2 | 611153.6 | 25488.6 | 2.3 | 4872030.1 | 1371337.3 | 6243367.5 | 0 | 12.28 | 17.21 | 0 | 29.49 | 14.57 | 22.25 | 0 | 36.82 | 483030880 | 358877100 | 46940268 | 1064288.8 | 0 | 0 | 0 | 0 | 0 | 36905080 | 12914269 | 0 | 119528 | 23111560 | 20492180 | 0 | 1064.3 | 19510634 | 0 | 186239870 | 23322760 | 112409370 | 26075.6 | 366.9 | 0 | 0 | 0 | 0 | 27450.5 | 18961.6 | 0 | 8702 | 3240.4 | 11341 | 0 | 144.7 | 11429.5 | 0 | 71382.5 | 25000 | 7281.9 | 131470.2 | 114294.8 | 0 | 0 | 0.57 | 0 | 1 | 0
CA | 2050 | 437613730 | 68282010 | 23934216 | 4195604 | 534025569.6 | 421884795.1 | 139158330.1 | 117845070 | 113808260 | 0.0359 | 0.0539 | 0.1816 | 108997.16 | 114423.7 | 0.96 | 1 | 13.4 | 0.3 | 0.03 | 1.6 | 70 | 0.01 | 13.4 | 3.7 | 17.1 | 0 | 0 | 0 | 0 | 0 | 0 | 0 | 0 | 0 | 0 | 0 | 0 | 0 | 0 | 0 | 0 | 0 | 0 | 234.6 | 11.6 | 1.55 | 22.1 | 998.8 | 0.13 | 235.3 | 51.9 | 287.2 | 6969951.6 | 131.4 | 13.1 | 860068.8 | 36486.5 | 3.2 | 6977455.3 | 1948240.8 | 8925696.1 | 0 | 13 | 19.06 | 0 | 32.06 | 15.64 | 24.91 | 0 | 40.55 | 529475500 | 394867230 | 58124640 | 1076869.8 | 0 | 0 | 0 | 0 | 0 | 36855370 | 18417282 | 0 | 148676.2 | 15939955 | 21816540 | 0 | 1057.8 | 19083210 | 0 | 216776060 | 30003308 | 111232500 | 31348.9 | 366.9 | 0 | 0 | 0 | 0 | 28500.9 | 18391.2 | 0 | 8987.9 | 2225.2 | 11434.3 | 0 | 144.7 | 11429.5 | 0 | 83635.7 | 25000 | 9476.6 | 160032.1 | 114294.8 | 0 | 0 | 0.57 | 0 | 1 | 0
CO | 2024 | 64974508 | 2840.5 | 488534.4 | 459470.1 | 65925353.9 | 62637762.5 | 44435914.4 | 32434150 | 19356276 | 0.036 | 0.054 | 0.1435 | 0 | 11380 | 0.45 | 0.47 | 438.1 | 42.6 | 6.13 | 20.7 | 1203.8 | 0.21 | 441.1 | 56.7 | 497.8 | 476.7 | 48.9 | 7.05 | 20.3 | 1230.4 | 0.23 | 480 | 57 | 537 | 322 | 17 | 2.29 | 28.2 | 1337.3 | 0.15 | 323.2 | 68.1 | 391.2 | 756.1 | 64.3 | 9.19 | 44.6 | 2339.2 | 0.39 | 760.5 | 114.4 | 875 | 22954216.1 | 2233.2 | 321.2 | 1085558.3 | 63039.7 | 11.2 | 23108445 | 2967186.6 | 26075631.6 | 0 | 27.77 | 0 | 0 | 27.77 | 29.49 | 0 | 0 | 29.49 | 52781024 | 21489440 | 2403.9 | 190174 | 0 | 0 | 18167850 | 0 | 0 | 1412359.1 | 10714119 | 0 | 1759.5 | 0 | 1821809.2 | 0 | 0 | 393470.5 | 0 | 4150026.8 | 15927054 | 0 | 4 | 28.7 | 0 | 3373.3 | 0 | 0 | 858.1 | 3221.6 | 0 | 1344 | 0 | 694.6 | 0 | 0 | 580.8 | 0 | 1619.1 | 0 | 5139 | 8 | 5808 | 0 | 0 | 0.2 | 0 | 0.29 | 0
CO | 2026 | 66678484 | 2868.8 | 716117.1 | 637319.6 | 68034789.7 | 64280462.8 | 45168330 | 44082890 | 26086048 | 0.036 | 0.054 | 0.1435 | 41793.17 | 11704 | 0.51 | 0.59 | 382 | 36.6 | 5.25 | 18.6 | 1068.3 | 0.19 | 384.5 | 50.5 | 435 | 355.6 | 36 | 5.19 | 15.6 | 932.8 | 0.17 | 358.1 | 43.4 | 401.5 | 258.7 | 17.7 | 2.47 | 19 | 946.8 | 0.12 | 259.9 | 47.2 | 307.2 | 665.3 | 53.2 | 7.55 | 42.6 | 2172.8 | 0.34 | 669 | 107.4 | 776.4 | 18923905.4 | 1811.6 | 260.2 | 922704.9 | 52903.9 | 9.2 | 19048937.9 | 2501749.5 | 21550687.3 | 0 | 25.69 | 7.13 | 0 | 32.82 | 27.34 | 7.74 | 0 | 35.08 | 49953210 | 22866460 | 2410 | 185117.8 | 0 | 0 | 14814910 | 0 | 0 | 1764708 | 9720782 | 0 | 538.8 | 0 | 1794330.8 | 0 | 0 | 568656.4 | 0 | 4092130 | 17009622 | 0 | 4 | 28.7 | 0 | 3038.2 | 0 | 0 | 1075.8 | 3221.6 | 0 | 1344 | 0 | 694.6 | 0 | 0 | 580.8 | 0 | 1619.1 | 0 | 5428.7 | 8 | 5808 | 0 | 0 | 0.2 | 0 | 0.34 | 0
CO | 2028 | 68718216 | 4958 | 1072024.5 | 1017317.6 | 70812518.4 | 66246862.2 | 24217046.4 | 69761304 | 58825172 | 0.036 | 0.054 | 0.1435 | 56316.57 | 12194.5 | 0.82 | 0.84 | 129 | 11.9 | 1.7 | 6.8 | 375.2 | 0.06 | 129.8 | 18 | 147.7 | 131.1 | 13 | 1.87 | 6.1 | 353.4 | 0.06 | 132 | 16.6 | 148.6 | 181.4 | 14.7 | 2.09 | 11.2 | 590.5 | 0.09 | 182.4 | 28.8 | 211.2 | 584.9 | 50.7 | 7.26 | 33.9 | 1782.8 | 0.3 | 588.4 | 87.1 | 675.4 | 7611519 | 702.4 | 100.6 | 398323.5 | 22115.3 | 3.7 | 7659917.4 | 1058368.6 | 8718286 | 0 | 19.3 | 8.79 | 0 | 28.09 | 20.64 | 9.57 | 0 | 30.21 | 59819480 | 46595470 | 4255.8 | 172774.6 | 0 | 0 | 5720040.5 | 0 | 0 | 2177039.2 | 4809542.5 | 0 | 0 | 0 | 1643395.9 | 0 | 0 | 873998.4 | 0 | 7087843 | 37330588 | 0 | 4.9 | 28.7 | 0 | 2187.2 | 0 | 0 | 1350 | 3221.6 | 0 | 1344 | 0 | 694.6 | 0 | 0 | 580.8 | 0 | 2752.2 | 0 | 10550.4 | 11.4 | 5808 | 0 | 0 | 0.2 | 0 | 0.39 | 0
CO | 2030 | 71075750 | 413475.3 | 1249274.8 | 1081664.6 | 73820163.7 | 68519644.1 | 1910605.6 | 69615530 | 74372920 | 0.036 | 0.054 | 0.1435 | 61460.79 | 12808.3 | 0.95 | 0.94 | 30 | 2.5 | 0.36 | 1.8 | 95.4 | 0.01 | 30.1 | 4.7 | 34.8 | 49.1 | 4.8 | 0.69 | 2.4 | 133.8 | 0.02 | 49.4 | 6.3 | 55.7 | 124.7 | 8.9 | 1.25 | 8.8 | 443.8 | 0.06 | 125.3 | 22.1 | 147.3 | 434 | 38.8 | 5.55 | 24.4 | 1294.1 | 0.23 | 436.7 | 63 | 499.7 | 2300934.8 | 192.2 | 27.3 | 140480.4 | 7324.9 | 1.1 | 2314117.1 | 359066.4 | 2673183.5 | 0 | 14.12 | 8.79 | 0 | 22.92 | 15.2 | 9.61 | 0 | 24.81 | 78575940 | 71909560 | 353803.3 | 111322.8 | 0 | 0 | 1641940.8 | 0 | 0 | 2690821.2 | 2067133.4 | 0 | 269.4 | 0 | 1483073 | 0 | 0 | 1008831.9 | 0 | 12246147 | 56972588 | 0 | 225 | 23.9 | 0 | 1251.2 | 0 | 0 | 1698.2 | 3221.6 | 0 | 1344 | 0 | 694.6 | 0 | 0 | 580.8 | 0 | 4797 | 0 | 16370.9 | 891.9 | 5808 | 0 | 0 | 0.2 | 0 | 0.44 | 0
CO | 2035 | 77597500 | 752958.6 | 1149054.4 | 1002221.5 | 80501736.4 | 74806973.1 | -1061811.7 | 60953076 | 67753710 | 0.036 | 0.054 | 0.1435 | 87264.28 | 14667.1 | 0.97 | 0.96 | 23.5 | 2.3 | 0.33 | 1.1 | 63.6 | 0.01 | 23.6 | 3 | 26.6 | 39 | 4.1 | 0.6 | 1.6 | 97.1 | 0.02 | 39.3 | 4.5 | 43.8 | 110.4 | 6 | 0.82 | 9.5 | 452.5 | 0.05 | 110.8 | 23 | 133.8 | 348 | 31.4 | 4.49 | 19.3 | 1029.4 | 0.18 | 350.2 | 50 | 400.2 | 1992458.5 | 196.8 | 28.3 | 94082 | 5382.2 | 1 | 2006056.6 | 254738.9 | 2260795.6 | 0 | 10.92 | 12.96 | 0 | 23.88 | 11.76 | 14.17 | 0 | 25.92 | 87314930 | 81563550 | 646439 | 94662.2 | 0 | 0 | 1733109.8 | 0 | 0 | 3521779.2 | 962608.6 | 0 | 808.2 | 0 | 1394428.5 | 0 | 0 | 919324.1 | 0 | 13850741 | 64191028 | 0 | 430.2 | 23.9 | 0 | 1251.2 | 0 | 0 | 2288.8 | 3221.6 | 0 | 1344 | 0 | 694.6 | 0 | 0 | 580.8 | 0 | 5647.9 | 0 | 19160.6 | 1720.7 | 5808 | 0 | 0 | 0.2 | 0 | 0.47 | 0
CO | 2040 | 85335464 | 881122.9 | 1014108.7 | 1023389.8 | 88254085.6 | 82266762.9 | 4768728.9 | 65447416 | 65605996 | 0.0359 | 0.054 | 0.1435 | 86110.45 | 16883.2 | 0.98 | 0.97 | 16.5 | 1.6 | 0.23 | 0.8 | 45.8 | 0.01 | 16.6 | 2.2 | 18.8 | 26.4 | 2.8 | 0.4 | 1.1 | 66.7 | 0.01 | 26.6 | 3.1 | 29.7 | 119 | 5.9 | 0.8 | 10.8 | 504.9 | 0.06 | 119.3 | 25.9 | 145.2 | 295.9 | 26.6 | 3.8 | 16.5 | 877.7 | 0.16 | 297.8 | 42.7 | 340.5 | 1408514.3 | 136.3 | 19.6 | 69652.9 | 3895.5 | 0.7 | 1417922.4 | 185929.3 | 1603851.7 | 0 | 8.99 | 13.57 | 0 | 22.56 | 9.66 | 14.82 | 0 | 24.48 | 88384940 | 83485360 | 753649.6 | 83933.4 | 0 | 0 | 1221603.2 | 0 | 0 | 3742601.5 | 769025.9 | 0 | 1902.6 | 0 | 1256878.4 | 0 | 0 | 812592.7 | 0 | 13444189 | 66298570 | 0 | 543.6 | 23.9 | 0 | 1251.2 | 0 | 0 | 2478.4 | 3221.6 | 0 | 1344 | 0 | 694.6 | 0 | 0 | 580.8 | 0 | 5628 | 0 | 19666.6 | 2034.5 | 5808 | 0 | 0 | 0.2 | 0 | 0.5 | 0
CO | 2045 | 92898710 | 3029842.2 | 752552.4 | 1092115.6 | 97773225.7 | 89558050.9 | 6291051 | 70803520 | 69710920 | 0.0359 | 0.054 | 0.1435 | 87211.64 | 18746.1 | 0.99 | 0.99 | 6.3 | 0.6 | 0.09 | 0.3 | 17.6 | 0 | 6.3 | 0.8 | 7.2 | 11.2 | 1.2 | 0.17 | 0.5 | 27.9 | 0.01 | 11.3 | 1.3 | 12.6 | 116.5 | 6.4 | 0.86 | 10.1 | 477.2 | 0.06 | 116.9 | 24.4 | 141.2 | 183.8 | 16.3 | 2.33 | 10.6 | 550.6 | 0.1 | 185 | 27 | 212 | 582624.5 | 55.8 | 8 | 29095.8 | 1629.4 | 0.3 | 586474.5 | 77729.8 | 664204.3 | 0 | 5.25 | 13.33 | 0 | 18.59 | 5.71 | 14.79 | 0 | 20.5 | 96609560 | 91482180 | 2560421.8 | 28235.1 | 0 | 0 | 511635 | 0 | 0 | 3942192 | 328389.5 | 0 | 2062.6 | 0 | 1080541.5 | 0 | 0 | 616102 | 0 | 16192922 | 71347064 | 0 | 1751.9 | 18.9 | 0 | 1251.2 | 0 | 0 | 2689.6 | 3093.6 | 0 | 1344 | 0 | 694.6 | 0 | 0 | 580.8 | 0 | 6901.4 | 0 | 21434.3 | 6441.8 | 5808 | 0 | 0 | 0.2 | 0 | 0.52 | 0
CO | 2050 | 100525410 | 3047064.5 | 859559.4 | 1140203.6 | 105572233.4 | 96910407.7 | 14170015.2 | 78400136 | 70218050 | 0.0359 | 0.054 | 0.1435 | 90092.28 | 19880 | 0.99 | 0.98 | 10.9 | 1.1 | 0.15 | 0.5 | 30 | 0.01 | 11 | 1.4 | 12.4 | 13.3 | 1.4 | 0.2 | 0.6 | 34.3 | 0.01 | 13.4 | 1.6 | 15 | 128.4 | 7.7 | 1.05 | 10.6 | 505.3 | 0.06 | 128.9 | 25.7 | 154.6 | 184.7 | 14.6 | 2.07 | 12.1 | 612.6 | 0.09 | 185.7 | 30.4 | 216.1 | 1025929.1 | 99.8 | 14.4 | 49217.3 | 2819 | 0.5 | 1032820.9 | 133359.8 | 1166180.6 | 0 | 6.05 | 14.21 | 0 | 20.26 | 6.57 | 15.76 | 0 | 22.32 | 97256344 | 91402216 | 2598509.5 | 30917.3 | 0 | 0 | 911896.2 | 0 | 0 | 4225092 | 522587.6 | 0 | 2062.6 | 0 | 1108938.9 | 0 | 0 | 679217 | 0 | 16531498 | 70645630 | 0 | 1796.2 | 18.9 | 0 | 1251.2 | 0 | 0 | 2921.6 | 2749.5 | 0 | 1344 | 0 | 694.6 | 0 | 0 | 580.8 | 0 | 6912.5 | 0 | 20381.3 | 6508.2 | 5808 | 0 | 0 | 0.21 | 0 | 0.55 | 0
CT | 2024 | 29626202 | 17819.3 | 20414.6 | 81150.8 | 29745587 | 28561094.9 | 26543898.7 | 328162.6 | 11822086 | 0.0359 | 0.054 | 0.135 | 10056.75 | 7285.9 | 0.51 | 0.52 | 183.6 | 3.5 | 0.35 | 26.2 | 968.4 | 0.17 | 183.8 | 55.1 | 238.9 | 190.2 | 3.6 | 0.37 | 27.2 | 1002.1 | 0.17 | 190.4 | 57.1 | 247.5 | 302.1 | 7.4 | 0.87 | 34.6 | 1491.3 | 0.16 | 302.6 | 79 | 381.6 | 636.7 | 37.4 | 5.28 | 54 | 2386.4 | 0.39 | 639.3 | 125.2 | 764.5 | 7535321.2 | 142.4 | 14.3 | 1076184.2 | 39747.3 | 6.8 | 7543476 | 2262504.4 | 9805980.4 | 0 | 31.54 | 2.24 | 1.82 | 35.6 | 33.41 | 2.43 | 1.93 | 37.77 | 41302480 | 3201688.2 | 14905.1 | 1015875.3 | 0 | 0 | 0 | 0 | 0 | 1082586.5 | 19993526 | 0 | 78847.8 | 0 | 409444.5 | 16552286 | 19432.1 | 16473.9 | 0 | 1995343.2 | 123758.6 | 0 | 11.5 | 199.1 | 0 | 0 | 0 | 0 | 805.7 | 3822.2 | 0 | 1117.5 | 0 | 122.2 | 2073.1 | 627.4 | 29.4 | 0 | 1029.6 | 0 | 35.8 | 46.1 | 294 | 0 | 6.2 | 0.32 | 0 | 0 | 0
CT | 2026 | 29945994 | 50726.5 | 21830.2 | 76433.4 | 30094983.5 | 28869391.6 | 26477749.3 | 209854.9 | 11261064 | 0.0359 | 0.054 | 0.135 | 40168.11 | 7429.1 | 0.52 | 0.53 | 180.6 | 3.4 | 0.34 | 25.9 | 952.9 | 0.16 | 180.8 | 54.3 | 235.1 | 187.2 | 3.6 | 0.36 | 26.8 | 987.3 | 0.17 | 187.4 | 56.3 | 243.7 | 274.7 | 6.1 | 0.69 | 32 | 1382.6 | 0.14 | 275.1 | 73.2 | 348.3 | 587.2 | 32 | 4.45 | 51.6 | 2316.6 | 0.34 | 589.4 | 120.8 | 710.2 | 7393895.8 | 139.7 | 14 | 1059173.3 | 39015.6 | 6.7 | 7401892.3 | 2223669.1 | 9625561.4 | 0 | 28.64 | 8.79 | 4.48 | 41.91 | 30.36 | 9.55 | 4.74 | 44.64 | 41206220 | 3617234.5 | 42793.8 | 1015782.5 | 0 | 0 | 0 | 0 | 0 | 1278438.6 | 19489408 | 0 | 70011.9 | 0 | 409617.8 | 16527250 | 16891.7 | 17232.7 | 0 | 2215704.5 | 123091.2 | 0 | 32.9 | 199.1 | 0 | 0 | 0 | 0 | 957.3 | 3822.2 | 0 | 1117.5 | 0 | 122.2 | 2073.1 | 627.4 | 29.4 | 0 | 1150.1 | 0 | 35.8 | 131.7 | 294 | 0 | 13.4 | 0.36 | 0 | 0 | 0
CT | 2028 | 30493712 | 104424.5 | 2724 | 73409.8 | 30674270.3 | 29397425.6 | 26506253.1 | 515814.8 | 10470896 | 0.0359 | 0.054 | 0.135 | 47381.18 | 7675.9 | 0.54 | 0.55 | 173.2 | 3.3 | 0.33 | 25 | 914.3 | 0.16 | 173.4 | 52.3 | 225.7 | 178.9 | 3.4 | 0.34 | 25.9 | 944.2 | 0.17 | 179.1 | 54 | 233.2 | 250.5 | 4.9 | 0.51 | 29.6 | 1294.4 | 0.12 | 250.8 | 68.2 | 319 | 531.3 | 25.8 | 3.53 | 49.9 | 2194.1 | 0.31 | 533 | 115.4 | 648.4 | 6999425.8 | 132.3 | 13.3 | 1011358.8 | 36952.8 | 6.5 | 7006996.2 | 2114330.8 | 9121327 | 0 | 24.5 | 10.23 | 3.46 | 38.2 | 25.99 | 11.12 | 3.66 | 40.76 | 40687820 | 4168017.2 | 88666.3 | 1008968.9 | 0 | 0 | 0 | 0 | 0 | 1489699.8 | 18489134 | 0 | 60769.9 | 0 | 408025 | 16445872 | 16172.1 | 2193.4 | 0 | 2555904.2 | 122413.3 | 0 | 66.7 | 199.1 | 0 | 0 | 0 | 0 | 1122.1 | 3822.2 | 0 | 1117.5 | 0 | 122.2 | 2073.1 | 627.4 | 2 | 0 | 1327.1 | 0 | 35.8 | 267 | 20 | 0 | 9.5 | 0.4 | 0 | 0 | 0
CT | 2030 | 31208940 | 222161.8 | 0 | 66464.2 | 31497566.9 | 30086951.2 | 26787624.3 | 1012360.9 | 8819947 | 0.0359 | 0.0539 | 0.135 | 67730.1 | 8005.3 | 0.57 | 0.58 | 161.9 | 3.1 | 0.31 | 23.8 | 855.8 | 0.16 | 162.1 | 49.3 | 211.4 | 165 | 3.1 | 0.31 | 24.3 | 871.7 | 0.16 | 165.2 | 50.3 | 215.5 | 246.9 | 4.9 | 0.52 | 29.2 | 1271.7 | 0.12 | 247.2 | 67.1 | 314.3 | 500.4 | 23.5 | 3.18 | 47.4 | 2120.5 | 0.27 | 502 | 110.7 | 612.6 | 6325891.3 | 119.5 | 12 | 929763.1 | 33438.6 | 6.2 | 6332728.3 | 1927920.5 | 8260648.8 | 0 | 23.83 | 14.58 | 1.86 | 40.28 | 25.3 | 15.89 | 1.97 | 43.16 | 39358404 | 4709942.5 | 190051.3 | 990371.5 | 0 | 0 | 0 | 0 | 0 | 1753323.2 | 16696794 | 0 | 55092.9 | 0 | 405865.9 | 16297747 | 12537 | 0 | 0 | 2834880.2 | 121739.4 | 0 | 135.9 | 199.1 | 0 | 0 | 0 | 0 | 1326.1 | 3822.2 | 0 | 1117.5 | 0 | 122.2 | 2073.1 | 537.4 | 0 | 0 | 1473.8 | 0 | 35.8 | 542.8 | 0 | 0 | 4.7 | 0.44 | 0 | 0 | 0
CT | 2035 | 33227140 | 213910.1 | 0 | 73649.1 | 33514699.3 | 32032622.4 | 28538945.4 | 3614615.2 | 7150033 | 0.0359 | 0.0539 | 0.135 | 101638.76 | 8946.9 | 0.61 | 0.64 | 147 | 2.8 | 0.28 | 22.3 | 778.7 | 0.16 | 147.2 | 45.5 | 192.7 | 141.2 | 2.7 | 0.27 | 21.5 | 747.2 | 0.15 | 141.4 | 43.8 | 185.2 | 251.1 | 5 | 0.53 | 29.6 | 1291.9 | 0.12 | 251.4 | 68.2 | 319.6 | 456.9 | 19.5 | 2.6 | 45.5 | 1993.7 | 0.26 | 458.2 | 105 | 563.1 | 5413933.1 | 102.3 | 10.3 | 820325.6 | 28670.4 | 5.8 | 5419785.8 | 1676275.9 | 7096061.8 | 0 | 22.4 | 22.69 | 1.3 | 46.39 | 23.79 | 24.74 | 1.38 | 49.9 | 37071456 | 4975754 | 179807.1 | 967406.2 | 0 | 0 | 0 | 0 | 0 | 2028927.6 | 14283782 | 0 | 76328.2 | 0 | 402407.5 | 16174653 | 11317.5 | 0 | 0 | 2826694.2 | 120132.2 | 0 | 145.4 | 199.1 | 0 | 0 | 0 | 0 | 1567 | 3822.2 | 0 | 1450.4 | 0 | 122.2 | 2073.1 | 537.4 | 0 | 0 | 1515.1 | 0 | 35.8 | 581 | 0 | 0 | 3.5 | 0.44 | 0 | 0 | 0
CT | 2040 | 35621852 | 1170496.8 | 0 | 90221.1 | 36882568.2 | 34341257.1 | 31511133.9 | 5611761 | 7505859 | 0.0359 | 0.0539 | 0.135 | 100268.8 | 9941 | 0.62 | 0.65 | 146 | 2.8 | 0.28 | 21.9 | 772.8 | 0.15 | 146.1 | 45 | 191.1 | 139.7 | 2.7 | 0.27 | 21.1 | 738.8 | 0.15 | 139.8 | 43.1 | 183 | 244.7 | 5 | 0.53 | 28.8 | 1259.1 | 0.11 | 245 | 66.3 | 311.3 | 434.6 | 14.6 | 1.86 | 46.8 | 2022.6 | 0.24 | 435.6 | 107.1 | 542.7 | 5621776.1 | 106.2 | 10.7 | 843822.6 | 29759.6 | 5.8 | 5627849.7 | 1732252.4 | 7360102.1 | 0 | 21.72 | 22.66 | 0.99 | 45.37 | 23.27 | 25.4 | 1.05 | 49.72 | 38795604 | 5371434 | 984757.9 | 960976.9 | 0 | 0 | 0 | 0 | 0 | 2021226.2 | 14833090 | 0 | 84012.7 | 0 | 401530.7 | 16149667 | 10134.6 | 0 | 0 | 3231689 | 118519.2 | 0 | 885.2 | 199.1 | 0 | 0 | 0 | 0 | 1611.5 | 3822.2 | 0 | 1631.3 | 0 | 122.2 | 2073.1 | 537.4 | 0 | 0 | 1741.5 | 0 | 35.8 | 3348.4 | 0 | 0 | 2.6 | 0.44 | 0 | 0 | 0
CT | 2045 | 37856748 | 1292872.5 | 0 | 97236.3 | 39246858.1 | 36495787.9 | 33572309.3 | 5987861 | 8068211 | 0.0359 | 0.0539 | 0.135 | 97995.2 | 10734.5 | 0.59 | 0.62 | 156.1 | 2.9 | 0.3 | 22.9 | 825.4 | 0.15 | 156.3 | 47.5 | 203.7 | 151 | 2.9 | 0.29 | 22.2 | 797.6 | 0.15 | 151.1 | 46 | 197.1 | 230.6 | 4.7 | 0.49 | 27.1 | 1189.1 | 0.11 | 230.9 | 62.6 | 293.5 | 452.6 | 14.1 | 1.76 | 49.5 | 2149.7 | 0.24 | 453.5 | 113.6 | 567.2 | 6403977.7 | 120.8 | 12.1 | 937959.1 | 33865.7 | 6.2 | 6410884.1 | 1948847.5 | 8359731.6 | 0 | 21.66 | 22.44 | 1.4 | 45.51 | 23.17 | 25.21 | 1.49 | 49.86 | 41355068 | 5674549 | 1092607 | 977387.2 | 0 | 0 | 0 | 0 | 0 | 2050201.8 | 16800952 | 0 | 141099.1 | 0 | 404211 | 16257998 | 6263.7 | 0 | 0 | 3507419.2 | 116927.8 | 0 | 865.7 | 199.1 | 0 | 0 | 0 | 0 | 1682.3 | 3771.2 | 0 | 2465.8 | 0 | 122.2 | 2073.1 | 537.4 | 0 | 0 | 1909.5 | 0 | 35.8 | 3467.7 | 0 | 0 | 3.7 | 0.44 | 0 | 0 | 0
CT | 2050 | 40142380 | 1586249.5 | 0 | 88782.7 | 41817412.2 | 38699176.2 | 35814293 | 5987797.5 | 6982633 | 0.0359 | 0.0539 | 0.135 | 96946.86 | 11387.1 | 0.58 | 0.61 | 160.8 | 3 | 0.3 | 23.2 | 850.1 | 0.15 | 161 | 48.6 | 209.6 | 156.2 | 2.9 | 0.3 | 22.6 | 825.4 | 0.15 | 156.4 | 47.2 | 203.6 | 216.6 | 4.4 | 0.46 | 25.4 | 1116.9 | 0.1 | 216.8 | 58.7 | 275.5 | 442.7 | 12.3 | 1.47 | 49.6 | 2164.8 | 0.23 | 443.4 | 114.2 | 557.6 | 6838425.6 | 128.9 | 12.9 | 987116.9 | 36146.6 | 6.3 | 6845789.9 | 2066018.1 | 8911807.9 | 0 | 21.6 | 21.85 | 0.73 | 44.19 | 23.17 | 24.65 | 0.78 | 48.6 | 42816184 | 6003119 | 1347300 | 947788 | 0 | 0 | 0 | 0 | 0 | 2125100 | 17804106 | 0 | 208444 | 0 | 399107.7 | 16104238 | 2080.6 | 0 | 0 | 3761746 | 116273.3 | 0 | 1028.1 | 199.1 | 0 | 0 | 0 | 0 | 1792.6 | 3771.2 | 0 | 3389.6 | 0 | 122.2 | 2073.1 | 135.2 | 0 | 0 | 2030.1 | 0 | 35.8 | 4117.4 | 0 | 0 | 2 | 0.44 | 0 | 0 | 0
DE | 2024 | 12103389 | 0 | 0 | 90345.6 | 12193734.4 | 11668195.7 | 10837998.5 | 10484592 | 4323573 | 0.0359 | 0.054 | 0.146 | 11307.12 | 2936.7 | 0.23 | 0.4 | 323.7 | 6.2 | 0.65 | 38.5 | 1672.7 | 0.15 | 324 | 88.4 | 412.5 | 262.2 | 6.5 | 0.74 | 31.8 | 1320.6 | 0.16 | 262.6 | 71.2 | 333.9 | 354 | 21.2 | 2.96 | 29.3 | 1342.8 | 0.2 | 355.5 | 69.4 | 424.9 | 723.3 | 51.3 | 7.35 | 53.4 | 2432.5 | 0.45 | 726.8 | 126 | 852.8 | 1921904.7 | 37 | 3.8 | 228876.7 | 9935.4 | 0.9 | 1924056.6 | 525199.4 | 2449256 | 0 | 32.02 | 2.57 | 0.11 | 34.7 | 33.91 | 2.79 | 0.12 | 36.82 | 6021532.5 | 1355735.9 | 0 | 45771 | 0 | 0 | 0 | 0 | 0 | 259464.4 | 4565464.5 | 0 | 17449.3 | 0 | 0 | 0 | 37111.7 | 0 | 0 | 1096271.5 | 0 | 0 | 0 | 10 | 0 | 0 | 0 | 0 | 181.1 | 1504 | 0 | 186.4 | 0 | 0 | 0 | 803 | 0 | 0 | 521.2 | 0 | 0 | 0 | 0 | 0 | 0.7 | 0.17 | 0 | 0 | 0
DE | 2026 | 12130401 | 0 | 0 | 103747.9 | 12234149.2 | 11694237 | 10795236.8 | 11678128 | 5200920 | 0.0359 | 0.054 | 0.146 | 46083.92 | 2952.9 | 0.26 | 0.44 | 316.3 | 6.1 | 0.64 | 37.7 | 1632.7 | 0.15 | 316.7 | 86.4 | 403.1 | 243.1 | 5.7 | 0.63 | 30 | 1235.4 | 0.16 | 243.4 | 66.9 | 310.3 | 315.4 | 14.5 | 1.95 | 29.9 | 1350.2 | 0.16 | 316.3 | 70.2 | 386.5 | 671.5 | 45.4 | 6.44 | 51.1 | 2367.7 | 0.39 | 674.6 | 121.7 | 796.4 | 1790587.5 | 34.5 | 3.6 | 213385.7 | 9243.8 | 0.9 | 1792601.6 | 489083.1 | 2281684.7 | 0 | 30.01 | 10.44 | 0.22 | 40.68 | 31.78 | 11.33 | 0.23 | 43.35 | 5746073 | 1438912.4 | 0 | 45657.6 | 0 | 0 | 0 | 0 | 0 | 357935.3 | 4198847 | 0 | 24109.6 | 0 | 0 | 0 | 38546.3 | 0 | 0 | 1080977 | 0 | 0 | 0 | 10 | 0 | 0 | 0 | 0 | 250.1 | 1504 | 0 | 186.4 | 0 | 0 | 0 | 803 | 0 | 0 | 521.2 | 0 | 0 | 0 | 0 | 0 | 1.3 | 0.18 | 0 | 0 | 0
DE | 2028 | 12209261 | 207.5 | 0 | 128635.7 | 12338104.6 | 11770262.4 | 10788649.8 | 13738693 | 6879700 | 0.0359 | 0.054 | 0.146 | 60445.59 | 2989.4 | 0.29 | 0.51 | 297.5 | 5.7 | 0.6 | 35.5 | 1537.9 | 0.14 | 297.9 | 81.3 | 379.2 | 210.8 | 4.6 | 0.5 | 26.5 | 1082 | 0.14 | 211.1 | 58.7 | 269.8 | 266.4 | 6.3 | 0.71 | 30.5 | 1343.5 | 0.13 | 266.8 | 70.6 | 337.4 | 605.2 | 37.1 | 5.22 | 49.9 | 2251.4 | 0.36 | 607.7 | 117 | 724.8 | 1600805.1 | 30.8 | 3.2 | 190810 | 8277.5 | 0.8 | 1602596.1 | 437684.7 | 2040280.8 | 0 | 26.48 | 13.66 | 0.14 | 40.28 | 28.04 | 14.84 | 0.15 | 43.03 | 5462097 | 1549454.8 | 177.2 | 44337.3 | 0 | 0 | 0 | 0 | 0 | 483557.9 | 3818943.2 | 0 | 18669.1 | 0 | 0 | 0 | 30515.6 | 0 | 0 | 1065896.9 | 0 | 0 | 0.1 | 10 | 0 | 0 | 0 | 0 | 338.4 | 1504 | 0 | 186.4 | 0 | 0 | 0 | 803 | 0 | 0 | 521.2 | 0 | 0 | 0.5 | 0 | 0 | 0.8 | 0.19 | 0 | 0 | 0
DE | 2030 | 12334455 | 835 | 0 | 126006.5 | 12461296.9 | 11890956.2 | 10820858.9 | 13698794 | 6469589.5 | 0.0359 | 0.054 | 0.146 | 73237.03 | 3043.7 | 0.32 | 0.55 | 280.6 | 5.3 | 0.54 | 33.4 | 1460.3 | 0.13 | 280.9 | 77 | 357.8 | 192.3 | 4.3 | 0.47 | 24.2 | 986.2 | 0.13 | 192.5 | 53.6 | 246.2 | 287.6 | 9.6 | 1.2 | 30.3 | 1363.3 | 0.13 | 288.3 | 71 | 359.3 | 565.7 | 34.4 | 4.78 | 46.5 | 2155.3 | 0.31 | 568 | 110.8 | 678.8 | 1439387.1 | 27.4 | 2.8 | 171445.9 | 7493.4 | 0.7 | 1440961.2 | 394926.6 | 1835887.7 | 0 | 25.55 | 16.55 | 0.22 | 42.32 | 27.06 | 18 | 0.23 | 45.3 | 5213586.5 | 1640438.1 | 699.1 | 42928.1 | 0 | 0 | 0 | 0 | 0 | 589412 | 3509624.8 | 0 | 8675.8 | 0 | 0 | 0 | 11220.5 | 0 | 0 | 1051026.1 | 0 | 0 | 0.5 | 10 | 0 | 0 | 0 | 0 | 414.6 | 1504 | 0 | 186.4 | 0 | 0 | 0 | 652.9 | 0 | 0 | 521.2 | 0 | 0 | 2.1 | 0 | 0 | 1.2 | 0.2 | 0 | 0 | 0
DE | 2035 | 12697445 | 105906.5 | 0 | 121458 | 12924810 | 12240899.1 | 11209349.1 | 13691787 | 5583642 | 0.0359 | 0.054 | 0.146 | 99747.63 | 3201.6 | 0.39 | 0.64 | 255.1 | 4.9 | 0.49 | 30.4 | 1327.5 | 0.12 | 255.4 | 70 | 325.4 | 155.3 | 3.6 | 0.4 | 19.7 | 793.4 | 0.11 | 155.5 | 43.4 | 198.9 | 320.2 | 14.2 | 1.87 | 30.6 | 1408.9 | 0.15 | 321.1 | 72.6 | 393.8 | 530.9 | 31.2 | 4.34 | 44.8 | 2043.8 | 0.3 | 533 | 105.7 | 638.7 | 1200778.4 | 22.8 | 2.3 | 143190 | 6250.1 | 0.5 | 1202092.5 | 329592.3 | 1531684.8 | 0 | 23.53 | 22.43 | 0 | 45.96 | 24.99 | 24.58 | 0 | 49.57 | 4792919 | 1715460.8 | 90879 | 41566.4 | 0 | 0 | 0 | 0 | 0 | 700709 | 2929082 | 0 | 5775.5 | 0 | 0 | 0 | 10155.2 | 0 | 0 | 1014751.9 | 0 | 0 | 63 | 10 | 0 | 0 | 0 | 0 | 503.6 | 1504 | 0 | 186.4 | 0 | 0 | 0 | 652.9 | 0 | 0 | 521.2 | 0 | 0 | 251.9 | 0 | 0 | 0 | 0.29 | 0 | 0 | 0
DE | 2040 | 13213629 | 1009724.7 | 0 | 120670.6 | 14344023.8 | 12738526.7 | 12671228.1 | 13931501 | 5034496.5 | 0.0359 | 0.054 | 0.146 | 96875.47 | 3390.9 | 0.47 | 0.66 | 216.6 | 4.1 | 0.42 | 25.8 | 1127.4 | 0.1 | 216.8 | 59.4 | 276.2 | 145.4 | 3.2 | 0.35 | 18.6 | 747.7 | 0.1 | 145.6 | 40.9 | 186.5 | 345.5 | 16.2 | 2.16 | 32.2 | 1493.8 | 0.16 | 346.6 | 76.7 | 423.3 | 488.2 | 24.9 | 3.39 | 44.6 | 2012.2 | 0.27 | 489.9 | 104.7 | 594.6 | 1151910.5 | 21.9 | 2.2 | 137375.5 | 5996.6 | 0.5 | 1153170.5 | 316216.5 | 1469387 | 0 | 21.58 | 20.75 | 0 | 42.33 | 23.56 | 24.31 | 0 | 47.86 | 5420320 | 1672795.8 | 856374.6 | 40288.4 | 0 | 0 | 0 | 0 | 0 | 691743.2 | 2834549.8 | 0 | 7438.3 | 0 | 0 | 0 | 8873.5 | 0 | 0 | 981052.5 | 0 | 0 | 907.8 | 10 | 0 | 0 | 0 | 0 | 513.9 | 1489 | 0 | 186.4 | 0 | 0 | 0 | 652.9 | 0 | 0 | 521.8 | 0 | 0 | 2544.9 | 0 | 0 | 0 | 0.32 | 0 | 0 | 0
DE | 2045 | 13666422 | 1088470.4 | 0 | 125879.4 | 14880771.6 | 13175041.2 | 13216890.4 | 14519757 | 5331825 | 0.0359 | 0.0539 | 0.146 | 96897.05 | 3541.6 | 0.46 | 0.64 | 227.1 | 4.3 | 0.43 | 27 | 1186.7 | 0.1 | 227.4 | 62.4 | 289.8 | 154.4 | 3.3 | 0.35 | 19.7 | 798.1 | 0.1 | 154.6 | 43.5 | 198.2 | 338.9 | 12.9 | 1.66 | 34.3 | 1560.1 | 0.16 | 339.7 | 80.9 | 420.6 | 497.5 | 24.5 | 3.3 | 46.5 | 2092.3 | 0.26 | 499.1 | 109 | 608.1 | 1260644.8 | 23.8 | 2.4 | 150134 | 6585.9 | 0.6 | 1262006.9 | 346547.5 | 1608554.4 | 0 | 21.48 | 20.6 | 0 | 42.08 | 23.35 | 24.2 | 0 | 47.55 | 5672824 | 1663881.2 | 925339.8 | 41192.3 | 0 | 0 | 0 | 0 | 0 | 710656.8 | 2776520.2 | 0 | 263625 | 0 | 0 | 0 | 2265.1 | 0 | 0 | 953224.5 | 0 | 0 | 924.2 | 10 | 0 | 0 | 0 | 0 | 542.8 | 1237 | 0 | 780.4 | 0 | 0 | 0 | 478.9 | 0 | 0 | 515.4 | 0 | 0 | 2635.1 | 0 | 0 | 0 | 0.32 | 0 | 0 | 0
DE | 2050 | 14120499 | 1063701.8 | 0 | 121025.4 | 15305226.4 | 13612789.4 | 13660993.3 | 13680406 | 5343098.5 | 0.0359 | 0.0539 | 0.146 | 95290.07 | 3674.1 | 0.37 | 0.61 | 302.2 | 5.7 | 0.57 | 35.9 | 1580.1 | 0.13 | 302.5 | 83 | 385.5 | 181 | 3.5 | 0.36 | 22.9 | 945.9 | 0.11 | 181.2 | 51.2 | 232.4 | 327 | 9.9 | 1.2 | 35.5 | 1587.6 | 0.15 | 327.6 | 82.9 | 410.5 | 487.7 | 19.3 | 2.51 | 49.3 | 2209.4 | 0.25 | 489 | 115.3 | 604.2 | 2059671.5 | 38.8 | 3.9 | 244498.2 | 10770.1 | 0.9 | 2061889.2 | 565693.8 | 2627583 | 0 | 22.24 | 20.42 | 0.52 | 43.18 | 24.15 | 23.88 | 0.55 | 48.58 | 6978242.5 | 1644233.1 | 912136.8 | 40484.9 | 0 | 0 | 0 | 0 | 0 | 736697.2 | 2674117.2 | 0 | 1706838.8 | 0 | 0 | 0 | 431.6 | 0 | 0 | 907535.9 | 0 | 0 | 862.7 | 10 | 0 | 0 | 0 | 0 | 577 | 924 | 0 | 1729.7 | 0 | 0 | 0 | 28.9 | 0 | 0 | 507.8 | 0 | 0 | 2389.2 | 0 | 0 | 1.8 | 0.32 | 0 | 0 | 0
FL | 2024 | 249849980 | 465445.9 | 0 | 1257940.3 | 251573369.5 | 240870792.7 | 199603710.9 | 48279480 | 36302692 | 0.0359 | 0.0539 | 0.15 | 9059.04 | 56445.9 | 0.36 | 0.36 | 286.9 | 11.9 | 1.54 | 30 | 1299.8 | 0.16 | 287.7 | 68.8 | 356.5 | 300.2 | 12.6 | 1.64 | 31.4 | 1354.7 | 0.17 | 301.1 | 71.8 | 372.8 | 238.1 | 11.3 | 1.54 | 22.3 | 997.8 | 0.13 | 238.9 | 52.1 | 291 | 654 | 43 | 6.08 | 50.9 | 2343.4 | 0.38 | 656.9 | 120.9 | 777.8 | 68354947.6 | 2821.7 | 365.5 | 7156729.4 | 309789.2 | 37.6 | 68538821.8 | 16398720 | 84937541.8 | 0 | 31.84 | 1.75 | 0 | 33.59 | 33.71 | 1.89 | 0 | 35.6 | 239514340 | 51969660 | 395636.5 | 4058194.5 | 0 | 0 | 15368901 | 0 | 0 | 2992187 | 137555170 | 0 | 722766.8 | 0 | 216461.9 | 29227546 | 0 | 0 | 0 | 48977470 | 0 | 0 | 498 | 760.3 | 0 | 5892 | 0 | 0 | 1957.3 | 33466 | 0 | 6009.2 | 0 | 54.5 | 3666 | 0 | 0 | 0 | 20461.2 | 0 | 0 | 1093.3 | 0 | 0 | 0 | 0 | 0 | 0 | 0
FL | 2026 | 255161220 | 4208060.5 | 0 | 1301744.5 | 260671017.9 | 245991156.3 | 169785728.5 | 38605410 | 38340540 | 0.0359 | 0.0539 | 0.15 | 38784.41 | 57714.5 | 0.49 | 0.46 | 226.9 | 9.2 | 1.19 | 24.1 | 1033.5 | 0.13 | 227.5 | 54.9 | 282.4 | 250.5 | 10.3 | 1.34 | 26.6 | 1136.6 | 0.15 | 251.2 | 60.5 | 311.7 | 188.4 | 8.4 | 1.12 | 18.1 | 813.9 | 0.1 | 188.9 | 42.4 | 231.3 | 537.9 | 34 | 4.77 | 43 | 1999.1 | 0.3 | 540.2 | 102.6 | 642.8 | 58760397.6 | 2381.9 | 307.5 | 6240202.6 | 267782.3 | 33 | 58915318.9 | 14229133.2 | 73144452.1 | 0 | 26.46 | 7.38 | 0 | 33.84 | 28.25 | 8.08 | 0 | 36.33 | 260335310 | 90885290 | 3596230.5 | 3856104.8 | 0 | 0 | 12840486 | 0 | 0 | 4692662 | 120071660 | 0 | 705822.4 | 0 | 213767.2 | 28165948 | 0 | 0 | 0 | 86192620 | 0 | 0 | 2542.1 | 760.3 | 0 | 5817 | 0 | 0 | 3408.5 | 33466 | 0 | 6009.2 | 0 | 54.5 | 3666 | 0 | 0 | 0 | 36526.1 | 0 | 0 | 9589.1 | 0 | 0 | 0 | 0 | 0 | 0 | 0
FL | 2028 | 261894880 | 8509912 | 0 | 1669482.1 | 272074285.2 | 252482851.2 | 139690358 | 49486264 | 67733300 | 0.0359 | 0.0539 | 0.15 | 48614.97 | 59360.7 | 0.59 | 0.52 | 172.1 | 5.9 | 0.73 | 19.5 | 820 | 0.1 | 172.4 | 43.9 | 216.4 | 208.3 | 7.2 | 0.9 | 23.7 | 989.5 | 0.13 | 208.7 | 53.2 | 261.9 | 141.4 | 4.5 | 0.55 | 15.1 | 677.9 | 0.07 | 141.7 | 35.4 | 177 | 460.3 | 27 | 3.76 | 39.1 | 1768.7 | 0.27 | 462.1 | 91.9 | 554 | 49665396.5 | 1685.1 | 209.2 | 5625098.3 | 236828.7 | 28.6 | 49772732.2 | 12690390.9 | 62463123.1 | 0 | 22.43 | 9.14 | 0 | 31.57 | 24.24 | 10.17 | 0 | 34.4 | 290353300 | 132383920 | 7292401.5 | 3607492.8 | 0 | 0 | 7667393.5 | 0 | 0 | 7655811 | 110991630 | 0 | 675506 | 0 | 224774.9 | 27510182 | 0 | 0 | 0 | 124728110 | 0 | 0 | 4992.5 | 760.3 | 0 | 5817 | 0 | 0 | 5604.1 | 33466 | 0 | 6009.2 | 0 | 57.5 | 3666 | 0 | 0 | 0 | 54310 | 0 | 0 | 18900.1 | 0 | 0 | 0 | 0 | 0 | 0 | 0
FL | 2030 | 269876500 | 15309517 | 0 | 1787591.1 | 286973633.2 | 260177654.4 | 135098271.6 | 54439064 | 69225350 | 0.0359 | 0.0539 | 0.15 | 51640.64 | 61058.2 | 0.65 | 0.58 | 145.3 | 4.8 | 0.59 | 16.8 | 698.4 | 0.09 | 145.6 | 37.6 | 183.2 | 181.6 | 6.1 | 0.76 | 21 | 867.3 | 0.11 | 182 | 46.9 | 228.9 | 162.2 | 5.5 | 0.7 | 17 | 764.6 | 0.08 | 162.5 | 39.8 | 202.3 | 425.3 | 25.6 | 3.56 | 35.3 | 1633.1 | 0.23 | 427 | 84 | 511.1 | 43563041.6 | 1422.8 | 175 | 5027810.9 | 209564.9 | 25.7 | 43653215.4 | 11279861.9 | 54933077.3 | 0 | 20.77 | 9.57 | 0 | 30.34 | 22.86 | 10.88 | 0 | 33.74 | 301807940 | 151875360 | 13047875 | 3434471.2 | 0 | 0 | 6207236.5 | 0 | 0 | 11795187 | 99247130 | 0 | 661493.3 | 0 | 223900.6 | 27110458 | 0 | 0 | 0 | 140080180 | 0 | 0 | 8286.8 | 760.3 | 0 | 5817 | 0 | 0 | 8804 | 32654.2 | 0 | 6009.2 | 0 | 57.5 | 3666 | 0 | 0 | 0 | 61649 | 0 | 0 | 34441.1 | 0 | 0 | 0 | 0 | 0 | 0 | 0
FL | 2035 | 291435620 | 39155470 | 0 | 1553729.1 | 332144806.1 | 280961959.6 | 139529976.1 | 45453932 | 57362988 | 0.0359 | 0.0539 | 0.15 | 78470.12 | 67270.5 | 0.74 | 0.68 | 98.1 | 2.4 | 0.26 | 12.3 | 499.1 | 0.06 | 98.2 | 27.2 | 125.5 | 131.5 | 3.5 | 0.41 | 16.4 | 658.3 | 0.09 | 131.7 | 36.1 | 167.8 | 204.7 | 8.3 | 1.08 | 20.2 | 924.7 | 0.1 | 205.2 | 47.8 | 253 | 368.9 | 20.1 | 2.77 | 32.4 | 1476.6 | 0.2 | 370.2 | 76.5 | 446.7 | 33507529.5 | 802 | 89.5 | 4216838.6 | 170615.1 | 20.9 | 33555856.6 | 9306878.4 | 42862735 | 0 | 17.8 | 13.85 | 0 | 31.64 | 20.69 | 16.91 | 0 | 37.6 | 344100350 | 192614830 | 33462204 | 3191141 | 0 | 0 | 1852603.2 | 0 | 0 | 12942960 | 85425270 | 0 | 634947.3 | 0 | 221980.4 | 26697360 | 0 | 0 | 0 | 179671870 | 0 | 0 | 16554.6 | 760.3 | 0 | 5585 | 0 | 0 | 11735.1 | 32482.2 | 0 | 5912.2 | 0 | 57.5 | 3666 | 0 | 0 | 0 | 84200.8 | 0 | 0 | 94303.5 | 0 | 0 | 0 | 0 | 0 | 0 | 0
FL | 2040 | 315902460 | 53469870 | 0 | 1584455.6 | 370956787.9 | 304549525 | 162758173.3 | 51597736 | 50457348 | 0.0359 | 0.0539 | 0.15 | 72909.96 | 73379.3 | 0.77 | 0.71 | 88.3 | 2 | 0.22 | 11.2 | 452.9 | 0.06 | 88.4 | 24.8 | 113.1 | 116.7 | 2.9 | 0.33 | 14.9 | 591.6 | 0.08 | 116.9 | 32.5 | 149.4 | 246 | 10.6 | 1.38 | 23.8 | 1097 | 0.11 | 246.7 | 56.5 | 303.2 | 351.5 | 16.8 | 2.26 | 32.9 | 1494 | 0.18 | 352.6 | 77.5 | 430.1 | 32380299 | 731.7 | 79.8 | 4131204.1 | 166280.4 | 20.4 | 32423880.9 | 9091939.3 | 41515820.1 | 0 | 17.61 | 12.76 | 0 | 30.37 | 20.8 | 16.06 | 0 | 36.87 | 369867460 | 208198610 | 45495710 | 3253302.8 | 0 | 0 | 1368786.4 | 0 | 0 | 13906299 | 83874024 | 0 | 602483 | 0 | 222336.6 | 26852204 | 0 | 0 | 0 | 194292320 | 0 | 0 | 23032.6 | 760.3 | 0 | 5585 | 0 | 0 | 12044.1 | 32482.2 | 0 | 5912.2 | 0 | 57.5 | 3666 | 0 | 0 | 0 | 91926 | 0 | 0 | 130379.7 | 0 | 0 | 0 | 0 | 0 | 0 | 0
FL | 2045 | 337651800 | 71493970 | 0 | 1312429.1 | 410458205.8 | 325517244.2 | 183018992.8 | 45477756 | 35863492 | 0.0359 | 0.0539 | 0.15 | 78920.86 | 79512 | 0.79 | 0.74 | 78.1 | 1.7 | 0.18 | 9.9 | 404 | 0.05 | 78.2 | 22 | 100.2 | 104.2 | 2.4 | 0.26 | 13.3 | 534.7 | 0.07 | 104.3 | 29.3 | 133.6 | 277.8 | 11.7 | 1.52 | 27.1 | 1248 | 0.13 | 278.5 | 64.3 | 342.9 | 312.7 | 13.2 | 1.74 | 30.9 | 1389.5 | 0.16 | 313.6 | 72.4 | 385.9 | 31052386.3 | 658.7 | 69.9 | 3956092.2 | 160777.7 | 19.5 | 31091090.1 | 8752593.3 | 39843683.5 | 0 | 15.71 | 13.45 | 0 | 29.16 | 19.17 | 17.55 | 0 | 36.72 | 400904350 | 227439200 | 60756268 | 2575368.2 | 0 | 0 | 876720.5 | 0 | 0 | 13040659 | 81891656 | 0 | 529765.8 | 0 | 221678.3 | 26613694 | 0 | 0 | 0 | 214398560 | 0 | 0 | 29514.9 | 685.4 | 0 | 4993 | 0 | 0 | 12486.7 | 31915.1 | 0 | 5912.2 | 0 | 57.5 | 3666 | 0 | 0 | 0 | 108715.9 | 0 | 0 | 174757.8 | 0 | 0 | 0 | 0 | 0 | 0 | 0
FL | 2050 | 357943170 | 68726420 | 0 | 1256503.1 | 427926078.5 | 345079373 | 202354070.9 | 45346320 | 31223994 | 0.0359 | 0.0539 | 0.15 | 82331.47 | 84776.4 | 0.76 | 0.71 | 92.6 | 2 | 0.22 | 11.5 | 477 | 0.05 | 92.7 | 25.8 | 118.5 | 117.5 | 2.6 | 0.28 | 14.8 | 605.3 | 0.07 | 117.7 | 32.9 | 150.6 | 288.6 | 11.5 | 1.49 | 28.7 | 1315.8 | 0.13 | 289.3 | 68 | 357.3 | 319.5 | 12.4 | 1.59 | 32.5 | 1461.3 | 0.16 | 320.3 | 76.1 | 396.5 | 38009729.9 | 825.5 | 88.5 | 4745096.7 | 196025.1 | 22.6 | 38058492.7 | 10592799.9 | 48651292.6 | 0 | 16.43 | 14.35 | 0 | 30.78 | 19.85 | 18.41 | 0 | 38.25 | 413861950 | 225572000 | 58440576 | 2559045.2 | 0 | 0 | 1245260.6 | 0 | 0 | 14097426 | 98341740 | 0 | 910027.2 | 0 | 221651.4 | 26571642 | 0 | 0 | 0 | 211474580 | 0 | 0 | 30079.6 | 685.4 | 0 | 4225 | 0 | 0 | 13476.3 | 30189.5 | 0 | 8728.9 | 0 | 57.5 | 3666 | 0 | 0 | 0 | 108742.5 | 0 | 0 | 164063.2 | 0 | 0 | 0 | 0 | 0 | 0 | 0
GA | 2024 | 152256940 | 2431 | 2242758 | 1333986.1 | 155836115.3 | 146782784.3 | 148248556 | 60218696 | 23211710 | 0.0359 | 0.054 | 0.15 | 9872.36 | 35793.3 | 0.55 | 0.5 | 250 | 16.3 | 2.26 | 23.3 | 949.8 | 0.2 | 251.1 | 51.6 | 302.7 | 289.5 | 18.8 | 2.61 | 25.9 | 1098.9 | 0.22 | 290.7 | 58.7 | 349.5 | 311.3 | 19.6 | 2.75 | 24.8 | 1156.8 | 0.17 | 312.6 | 59.3 | 371.9 | 736.4 | 54.4 | 7.79 | 52.1 | 2430.4 | 0.44 | 740.2 | 124.7 | 864.9 | 29458240.1 | 1919.7 | 266.2 | 2745342.3 | 112000.3 | 24.1 | 29588109.4 | 6089520.8 | 35677630.1 | 0 | 32.49 | 2.19 | 0 | 34.68 | 34.49 | 2.41 | 0 | 36.91 | 118548504 | 7587559 | 2088.2 | 1991651.8 | 0 | 0 | 13761973 | 0 | 0 | 123485.6 | 39119670 | 0 | 537384.3 | 0 | 3488212.5 | 50221936 | 5672.3 | 1832352.4 | 0 | 7464073.5 | 0 | 0 | 2.7 | 288.7 | 0 | 8416 | 0 | 0 | 84.6 | 7998.3 | 0 | 7721.8 | 0 | 1983.1 | 6289 | 830.2 | 1897.4 | 0 | 3396.7 | 0 | 0 | 5.4 | 18974 | 0 | 0 | 0 | 0 | 0 | 0
GA | 2026 | 155578930 | 20977.2 | 2648586.2 | 1448278.6 | 159696767.3 | 149985359 | 140112676.1 | 59094356 | 27421068 | 0.0359 | 0.054 | 0.15 | 40362.17 | 36601.3 | 0.61 | 0.57 | 220.3 | 14.5 | 2.01 | 20.6 | 832.9 | 0.18 | 221.2 | 45.4 | 266.7 | 244.8 | 15.9 | 2.2 | 22.2 | 930.7 | 0.19 | 245.9 | 50 | 295.9 | 242.6 | 12.9 | 1.77 | 21.4 | 980.8 | 0.13 | 243.4 | 50.7 | 294.1 | 700.1 | 51.3 | 7.31 | 49.4 | 2364.8 | 0.39 | 703.6 | 119.9 | 823.6 | 27938447 | 1836.8 | 254.9 | 2611238.1 | 105766.6 | 23.3 | 28062772.2 | 5769439.7 | 33832211.9 | 0 | 30.31 | 8.5 | 0 | 38.81 | 32.23 | 9.37 | 0 | 41.6 | 127785880 | 19584092 | 17802.2 | 1990504.4 | 0 | 0 | 13267157 | 0 | 0 | 169086.5 | 36718676 | 0 | 456956.8 | 0 | 3494360 | 50121572 | 4506.6 | 2130256 | 0 | 19415004 | 0 | 0 | 13.7 | 288.7 | 0 | 8416 | 0 | 0 | 115.8 | 7998.3 | 0 | 7643.8 | 0 | 1983.1 | 6289 | 830.2 | 1897.4 | 0 | 8583.3 | 0 | 0 | 49.5 | 18974 | 0 | 0 | 0 | 0 | 0 | 0
GA | 2028 | 159790720 | 40687.5 | 3757729.2 | 1836080.9 | 165425215.4 | 154045779.1 | 145970177 | 79494984 | 31801812 | 0.0359 | 0.054 | 0.15 | 51615.6 | 37647.7 | 0.66 | 0.64 | 170.5 | 9 | 1.22 | 19.1 | 716.9 | 0.17 | 171.1 | 40.5 | 211.6 | 187.9 | 10.1 | 1.37 | 19.8 | 782 | 0.16 | 188.6 | 43.1 | 231.7 | 194.1 | 5.1 | 0.59 | 21.7 | 967.1 | 0.09 | 194.4 | 50.6 | 245 | 588.2 | 38.8 | 5.47 | 46 | 2125.4 | 0.34 | 590.8 | 109.4 | 700.2 | 19860047.6 | 1049.7 | 141.7 | 2227695.7 | 83611.4 | 19.3 | 19930014.2 | 4724578.2 | 24654592.3 | 0 | 26.25 | 10.52 | 0 | 36.77 | 28.07 | 11.68 | 0 | 39.75 | 117434640 | 19455038 | 34950.4 | 1946866.4 | 0 | 0 | 6850555 | 0 | 0 | 234772.8 | 33015820 | 0 | 416911.4 | 0 | 3541747.2 | 49113164 | 3372.5 | 3056207 | 0 | 19220266 | 0 | 0 | 21.3 | 288.7 | 0 | 8416 | 0 | 0 | 160.7 | 7998.3 | 0 | 7643.8 | 0 | 2017.1 | 6289 | 830.2 | 1897.4 | 0 | 8615.4 | 0 | 0 | 94.9 | 18974 | 0 | 0 | 0 | 0 | 0 | 0
GA | 2030 | 164782980 | 99051.5 | 4142918.5 | 2047153.5 | 171072105 | 158858636.5 | 151638191.9 | 92456696 | 33085380 | 0.0359 | 0.054 | 0.15 | 54678.2 | 38973 | 0.69 | 0.69 | 151.1 | 7.7 | 1.03 | 17.8 | 646.4 | 0.16 | 151.6 | 37.1 | 188.7 | 161.4 | 8.6 | 1.17 | 17.5 | 675.5 | 0.15 | 162 | 37.7 | 199.7 | 255.5 | 7.8 | 0.95 | 27.5 | 1239.1 | 0.12 | 256 | 64.5 | 320.5 | 542.4 | 36 | 5.04 | 42 | 1983.5 | 0.3 | 544.9 | 101.2 | 646.1 | 16671208.1 | 846 | 113.5 | 1968119.7 | 71454.9 | 17.5 | 16727409.9 | 4102261.4 | 20829671.3 | 0 | 24.95 | 11.21 | 0 | 36.16 | 26.75 | 12.48 | 0 | 39.23 | 111344370 | 19433914 | 84006.9 | 1870210.8 | 0 | 0 | 5439701.5 | 0 | 0 | 328525 | 28821860 | 0 | 391380.5 | 0 | 3529761.5 | 48408650 | 2779.8 | 3362107.5 | 0 | 19105388 | 0 | 0 | 55 | 288.7 | 0 | 8416 | 0 | 0 | 224.6 | 7998.3 | 0 | 7639.8 | 0 | 2017.1 | 6289 | 790.3 | 1897.4 | 0 | 8678.8 | 0 | 0 | 229.6 | 18974 | 0 | 0 | 0 | 0 | 0 | 0
GA | 2035 | 178240340 | 6208418.5 | 4113475.2 | 2008140.1 | 190570361.8 | 171832401.4 | 157697617.7 | 97786830 | 29830406 | 0.0359 | 0.0539 | 0.15 | 83748.53 | 42932.5 | 0.77 | 0.77 | 103.8 | 4.4 | 0.58 | 13.9 | 473 | 0.13 | 104.1 | 28 | 132.1 | 114.8 | 5.8 | 0.77 | 13.7 | 494.2 | 0.12 | 115.2 | 28.4 | 143.6 | 334.4 | 14.8 | 1.94 | 31.9 | 1479.5 | 0.15 | 335.3 | 76 | 411.4 | 482.3 | 31 | 4.34 | 38.3 | 1791.8 | 0.27 | 484.4 | 91.7 | 576.1 | 12530897.8 | 531.2 | 69.2 | 1682600.3 | 57279.1 | 15.4 | 12565607.8 | 3393726.2 | 15959334.1 | 0 | 22.08 | 16.8 | 0 | 38.88 | 24.11 | 19.28 | 0 | 43.39 | 122221650 | 32872742 | 5269495.5 | 1734129.4 | 0 | 0 | 3087584.8 | 0 | 0 | 662033.2 | 24408472 | 0 | 402373.5 | 0 | 3548506.5 | 47570120 | 3382.8 | 3324832 | 0 | 32210710 | 0 | 0 | 2318.6 | 288.7 | 0 | 8416 | 0 | 0 | 452 | 7998.3 | 0 | 7639.8 | 0 | 2055.1 | 6289 | 790 | 1897.4 | 0 | 14269.8 | 0 | 0 | 16103.3 | 18974 | 0 | 0 | 0 | 0 | 0 | 0
GA | 2040 | 193386320 | 15104934 | 4083260 | 2092617.3 | 214667136.7 | 186434097.8 | 161946120.7 | 102421730 | 32742780 | 0.0359 | 0.0539 | 0.15 | 84256.89 | 47680.8 | 0.84 | 0.81 | 67.4 | 2.1 | 0.26 | 10.4 | 332.2 | 0.1 | 67.5 | 20.3 | 87.8 | 89.3 | 4 | 0.52 | 11.6 | 401.2 | 0.11 | 89.5 | 23.6 | 113.1 | 373.6 | 20 | 2.71 | 32.5 | 1542.6 | 0.17 | 374.9 | 78.5 | 453.4 | 432.3 | 25.1 | 3.46 | 36.7 | 1701.4 | 0.23 | 434 | 87.5 | 521.5 | 9583346.8 | 297.8 | 36.2 | 1493028.9 | 47492.6 | 14 | 9602091.2 | 2912129 | 12514220.2 | 0 | 20.19 | 16.39 | 0 | 36.58 | 22.54 | 19.53 | 0 | 42.07 | 144574400 | 52721016 | 12859616 | 1664959 | 0 | 0 | 1296820 | 0 | 0 | 1171098.9 | 21682986 | 0 | 379956 | 0 | 3527203.5 | 47161384 | 3141.5 | 3277313.8 | 0 | 51549916 | 0 | 0 | 5414 | 288.7 | 0 | 8416 | 0 | 0 | 804.1 | 7998.3 | 0 | 7639.8 | 0 | 2055.1 | 6289 | 789.8 | 1897.4 | 0 | 22437.4 | 0 | 0 | 38928.1 | 18974 | 0 | 0 | 0 | 0 | 0 | 0
GA | 2045 | 206852540 | 29669024 | 4524593.5 | 1853655.6 | 242899815.4 | 199416323.1 | 155433152.1 | 86415500 | 34660028 | 0.0359 | 0.0539 | 0.15 | 83407.09 | 51624.7 | 0.88 | 0.84 | 48.4 | 1.2 | 0.14 | 7.8 | 249.3 | 0.07 | 48.4 | 15.3 | 63.7 | 74.8 | 2.9 | 0.37 | 10.1 | 350.8 | 0.09 | 74.9 | 20.6 | 95.5 | 334.8 | 19.2 | 2.62 | 28.1 | 1342.4 | 0.16 | 336.1 | 68.2 | 404.2 | 371.9 | 19.4 | 2.63 | 33.7 | 1534.1 | 0.2 | 373.2 | 79.5 | 452.7 | 9043041.5 | 216.8 | 24.2 | 1475918.9 | 46878 | 13.4 | 9056107.6 | 2876544.7 | 11932652.3 | 0 | 17.23 | 15.21 | 0 | 32.45 | 20.15 | 19.17 | 0 | 39.32 | 190842030 | 87466664 | 25242202 | 1517303.5 | 0 | 0 | 573789.5 | 0 | 0 | 1821458.4 | 22517558 | 0 | 169873 | 0 | 3499625.5 | 46258896 | 984.8 | 3595134 | 0 | 85645210 | 0 | 0 | 11808.6 | 288.7 | 0 | 8391.6 | 0 | 0 | 1367.7 | 7998.3 | 0 | 7639.8 | 0 | 2055.1 | 6289 | 788.6 | 1897.4 | 0 | 37238.7 | 0 | 0 | 73994.9 | 18974 | 0 | 0 | 0 | 0 | 0 | 0
GA | 2050 | 219575460 | 43776520 | 4871027.5 | 1790491.2 | 270013473.5 | 211681851.9 | 147014983.1 | 72208710 | 44805296 | 0.0359 | 0.0539 | 0.15 | 85134.66 | 55073.9 | 0.89 | 0.84 | 43.7 | 0.9 | 0.09 | 6.9 | 230.7 | 0.06 | 43.7 | 13.8 | 57.6 | 69.1 | 2.1 | 0.25 | 9.7 | 342.1 | 0.08 | 69.2 | 19.9 | 89.1 | 304.7 | 16.8 | 2.28 | 26.3 | 1243.6 | 0.15 | 305.8 | 63.4 | 369.3 | 364.6 | 17.1 | 2.28 | 34.7 | 1570.6 | 0.19 | 365.7 | 81.5 | 447.2 | 10472938.7 | 212.4 | 22.1 | 1667682.2 | 55337 | 13.9 | 10485291 | 3320521.7 | 13805812.7 | 0 | 16.61 | 14.73 | 0 | 31.34 | 20.24 | 19.45 | 0 | 39.69 | 242324690 | 122998490 | 37216010 | 1463558.9 | 0 | 0 | 164478.7 | 0 | 0 | 2678270.5 | 27003286 | 0 | 219376.9 | 0 | 3486943.2 | 45809148 | 12.8 | 3963375.2 | 0 | 120320216 | 0 | 0 | 18070.2 | 288.7 | 0 | 4991 | 0 | 0 | 2232 | 7998.3 | 0 | 9386 | 0 | 2055.1 | 6289 | 0.6 | 1897.4 | 0 | 54153.6 | 0 | 0 | 105994.6 | 18974 | 0 | 0 | 0 | 0 | 0 | 0
IA | 2024 | 50589820 | 2491.8 | 0 | 1172794.9 | 51765106.1 | 48770941.8 | 8524997 | 75812840 | 102469016 | 0.0359 | 0.054 | 0.183 | 16503.44 | 11513 | 0.57 | 0.59 | 385.6 | 40.8 | 5.9 | 15.3 | 950 | 0.19 | 388.5 | 43.7 | 432.1 | 388.1 | 41.1 | 5.95 | 15.4 | 953.7 | 0.2 | 390.9 | 43.9 | 434.8 | 247.5 | 20.6 | 2.95 | 15 | 774.4 | 0.13 | 248.9 | 38.1 | 287 | 791.2 | 67.6 | 9.78 | 47.8 | 2323.2 | 0.48 | 795.8 | 117.1 | 913 | 30061441.5 | 3176.7 | 460.1 | 1193474.6 | 74059.5 | 15.1 | 30281719.3 | 3404568.6 | 33686287.8 | 0 | 27.67 | 3.59 | 0 | 31.26 | 29.38 | 3.92 | 0 | 33.3 | 78467340 | 43240108 | 2122.4 | 72558.7 | 0 | 0 | 26221872 | 0 | 0 | 163475.5 | 7178947 | 0 | 74744 | 0 | 1398507 | 0 | 278485.5 | 0 | 0 | 519598.2 | 42557036 | 0 | 3.6 | 16.2 | 0 | 4573.3 | 0 | 0 | 112 | 1748.2 | 0 | 1045.6 | 0 | 207.5 | 0 | 960.1 | 0 | 0 | 239.4 | 0 | 12131.7 | 7.2 | 0 | 0 | 0 | 0.01 | 0 | 0 | 0
IA | 2026 | 51551344 | 113382 | 0 | 1388643.5 | 53053369.1 | 49697900.4 | 1641829.9 | 92835320 | 120588660 | 0.0359 | 0.054 | 0.183 | 46866.78 | 11750.6 | 0.66 | 0.7 | 304.7 | 32 | 4.63 | 12.3 | 757.4 | 0.15 | 306.9 | 34.9 | 341.8 | 280.3 | 29.6 | 4.28 | 11.3 | 692.9 | 0.14 | 282.3 | 32 | 314.3 | 144.2 | 10.4 | 1.46 | 10.3 | 502.7 | 0.08 | 144.9 | 25.3 | 170.2 | 692.4 | 58.9 | 8.49 | 41.7 | 2072.2 | 0.4 | 696.5 | 103.6 | 800.1 | 24440065.8 | 2565.2 | 371.4 | 986446.5 | 60757.7 | 12.3 | 24617895.3 | 2800374.8 | 27418270 | 0 | 23.9 | 10.03 | 0 | 33.94 | 25.44 | 10.95 | 0 | 36.39 | 80856420 | 51411540 | 97456.2 | 66415.6 | 0 | 0 | 21191318 | 0 | 0 | 208339.1 | 6405407 | 0 | 46095.4 | 0 | 1404755.9 | 0 | 233428 | 0 | 0 | 7637742.5 | 43565456 | 0 | 77 | 16.2 | 0 | 4573.3 | 0 | 0 | 143.2 | 1748.2 | 0 | 964.4 | 0 | 219.5 | 0 | 951.2 | 0 | 0 | 3355.4 | 0 | 12439.5 | 300.7 | 0 | 0 | 0 | 0.01 | 0 | 0 | 0
IA | 2028 | 52725452 | 2585917.2 | 0 | 1402083.6 | 56713453.3 | 50829806.1 | -25686447 | 83633250 | 130002264 | 0.0359 | 0.054 | 0.183 | 59037.32 | 12358.7 | 0.83 | 0.82 | 147 | 15.4 | 2.23 | 6 | 366.7 | 0.07 | 148 | 16.9 | 164.9 | 162.1 | 17.1 | 2.47 | 6.6 | 402.9 | 0.08 | 163.3 | 18.6 | 181.9 | 85.6 | 3.2 | 0.41 | 8.8 | 392.1 | 0.04 | 85.8 | 20.5 | 106.3 | 511.1 | 42.1 | 6.04 | 32.4 | 1583.5 | 0.3 | 514 | 79.7 | 593.7 | 14975162.4 | 1568.3 | 227 | 607394.9 | 37375 | 7.5 | 15083865.6 | 1723216.1 | 16807081.6 | 0 | 16.86 | 11.83 | 0 | 28.69 | 18.39 | 13.43 | 0 | 31.81 | 103215890 | 82399900 | 2208612.5 | 52106.1 | 0 | 0 | 13083545 | 0 | 0 | 283409.4 | 4126521.5 | 0 | 14635.9 | 0 | 1206162 | 0 | 124400.8 | 0 | 0 | 7405606.5 | 74710890 | 0 | 1755.1 | 16.2 | 0 | 4573.3 | 0 | 0 | 196.8 | 1719 | 0 | 929.7 | 0 | 219.5 | 0 | 926.6 | 0 | 0 | 3419.7 | 0 | 20419.1 | 6996.6 | 0 | 0 | 0 | 0.01 | 0 | 0 | 0
IA | 2030 | 54047636 | 5192720.5 | 0 | 1525895.3 | 60766253.4 | 52104469.3 | -38646353.1 | 84867820 | 141640160 | 0.0359 | 0.054 | 0.183 | 66492.27 | 12770.2 | 0.89 | 0.88 | 97.5 | 10.4 | 1.51 | 3.8 | 237.4 | 0.05 | 98.3 | 10.8 | 109.1 | 109 | 11.7 | 1.7 | 4.2 | 264 | 0.06 | 109.9 | 12.1 | 121.9 | 103.8 | 5 | 0.68 | 9.6 | 437.9 | 0.05 | 104.1 | 22.7 | 126.8 | 444.7 | 37.5 | 5.37 | 27.2 | 1372.2 | 0.25 | 447.3 | 68.2 | 515.5 | 11298367 | 1206.7 | 174.8 | 436182.8 | 27530.9 | 5.6 | 11382045.6 | 1258137.3 | 12640182.9 | 0 | 14.21 | 12.33 | 0 | 26.54 | 15.89 | 14.55 | 0 | 30.45 | 117701740 | 99412610 | 4402349.5 | 45791 | 0 | 0 | 10159719 | 0 | 0 | 405510.5 | 2527608.2 | 0 | 5194.4 | 0 | 1095493.8 | 0 | 52991.3 | 0 | 0 | 13189005 | 85818090 | 0 | 3507.1 | 16.2 | 0 | 4573.3 | 0 | 0 | 285.9 | 1691.6 | 0 | 622.7 | 0 | 219.5 | 0 | 777.1 | 0 | 0 | 6284.3 | 0 | 24619 | 14004.7 | 0 | 0 | 0 | 0.01 | 0 | 0 | 0
IA | 2035 | 57395980 | 7308910.5 | 0 | 1484050 | 66188945.6 | 55332479.4 | -39530476.4 | 80660150 | 138926910 | 0.0359 | 0.054 | 0.183 | 86347.39 | 13852.8 | 0.91 | 0.9 | 85.4 | 9.3 | 1.34 | 3.2 | 203.7 | 0.04 | 86 | 9.2 | 95.3 | 94.8 | 10.3 | 1.49 | 3.5 | 225.9 | 0.05 | 95.6 | 10.3 | 105.8 | 135 | 7.7 | 1.05 | 11.5 | 538.1 | 0.07 | 135.6 | 27.5 | 163.1 | 422 | 35.4 | 5.08 | 26 | 1299.1 | 0.24 | 424.4 | 64.8 | 489.3 | 10454975.1 | 1134.3 | 164.4 | 387199 | 24958.3 | 5.2 | 10533663.1 | 1132370.6 | 11666033.8 | 0 | 13.07 | 15.55 | 0 | 28.62 | 14.76 | 18.89 | 0 | 33.65 | 124619920 | 105719420 | 6242489.5 | 45006.2 | 0 | 0 | 9603939 | 0 | 0 | 777404.8 | 1929167.2 | 0 | 2690.5 | 0 | 1051714.1 | 0 | 25490.2 | 0 | 0 | 19517860 | 85424160 | 0 | 4664.9 | 16.2 | 0 | 4548.2 | 0 | 0 | 562.9 | 1691.6 | 0 | 488.4 | 0 | 219.5 | 0 | 713.7 | 0 | 0 | 9330.8 | 0 | 25038.3 | 20521.7 | 0 | 0 | 0 | 0.01 | 0 | 0 | 0
IA | 2040 | 61229704 | 9384814 | 0 | 1623904.9 | 72238418.9 | 59028398.5 | -33422264.7 | 94205270 | 145238940 | 0.0359 | 0.054 | 0.183 | 84840.63 | 15017.7 | 0.93 | 0.93 | 65.3 | 7.1 | 1.03 | 2.4 | 155 | 0.03 | 65.8 | 7 | 72.8 | 65.1 | 7.1 | 1.03 | 2.4 | 154.5 | 0.03 | 65.6 | 7 | 72.6 | 156.4 | 9.3 | 1.29 | 13.7 | 614.7 | 0.1 | 157 | 32.1 | 189.1 | 366.8 | 29.6 | 4.23 | 23.6 | 1177.4 | 0.2 | 368.8 | 58.8 | 427.6 | 7879877.6 | 858 | 124.4 | 289168.2 | 18719.2 | 3.9 | 7939405 | 848066.4 | 8787471.4 | 0 | 11.25 | 15.05 | 0 | 26.3 | 12.84 | 18.66 | 0 | 31.5 | 123421976 | 105660680 | 8051477 | 41197.3 | 0 | 0 | 7310103 | 0 | 0 | 1142986.2 | 1362861.2 | 0 | 2202.9 | 0 | 977469.6 | 0 | 15982.3 | 0 | 0 | 19504644 | 85013060 | 0 | 5452 | 16.2 | 0 | 4548.2 | 0 | 0 | 848.5 | 1691.6 | 0 | 479.7 | 0 | 219.5 | 0 | 698.2 | 0 | 0 | 10066.4 | 0 | 25295.6 | 24799.2 | 0 | 0 | 0 | 0.01 | 0 | 0 | 0
IA | 2045 | 64713350 | 8794313 | 0 | 1706587 | 75214247.9 | 62386804.4 | -37169738 | 97213260 | 150679730 | 0.0359 | 0.054 | 0.183 | 86364.56 | 15993.5 | 0.94 | 0.94 | 55.6 | 5.9 | 0.86 | 2.2 | 136.2 | 0.03 | 56 | 6.2 | 62.2 | 53.8 | 5.7 | 0.83 | 2.1 | 132 | 0.03 | 54.2 | 6 | 60.2 | 159.3 | 8.3 | 1.11 | 15.3 | 667.7 | 0.1 | 159.8 | 35.2 | 195 | 341.1 | 25.9 | 3.67 | 23.5 | 1150.9 | 0.18 | 342.9 | 57.9 | 400.8 | 6991141.5 | 744.7 | 107.8 | 271271.6 | 17154.4 | 3.4 | 7042761.2 | 783410.6 | 7826171.8 | 0 | 10.78 | 15.65 | 0 | 26.43 | 12.26 | 19.13 | 0 | 31.39 | 128817240 | 112383980 | 7513309 | 39717.8 | 0 | 0 | 6279702 | 0 | 0 | 1502413 | 1660944.1 | 0 | 12866.6 | 0 | 926711.9 | 0 | 0 | 0 | 0 | 24108854 | 86772720 | 0 | 4777.8 | 16.2 | 0 | 3991 | 0 | 0 | 1154.6 | 1691.6 | 0 | 1356.5 | 0 | 219.5 | 0 | 438.3 | 0 | 0 | 12930.9 | 0 | 26116.6 | 22690.7 | 0 | 0 | 0 | 0 | 0 | 0 | 0
IA | 2050 | 67925784 | 10098692 | 0 | 1830172.1 | 79854648.8 | 65483713 | -32158837.6 | 107944536 | 156780560 | 0.0359 | 0.054 | 0.183 | 85281.6 | 16811.8 | 0.94 | 0.95 | 47.7 | 4.9 | 0.71 | 2 | 122.6 | 0.02 | 48 | 5.7 | 53.7 | 43.2 | 4.4 | 0.64 | 1.8 | 111.1 | 0.02 | 43.5 | 5.1 | 48.7 | 161.4 | 7.6 | 1.01 | 16.7 | 701.6 | 0.11 | 161.9 | 37.6 | 199.5 | 322.4 | 21.9 | 3.07 | 24.3 | 1168.5 | 0.17 | 323.9 | 59.2 | 383.1 | 5998356.2 | 616.2 | 89 | 253499.8 | 15439.3 | 2.9 | 6041007.6 | 714391.6 | 6755399.1 | 0 | 10.54 | 15.29 | 0 | 25.82 | 12.12 | 18.87 | 0 | 30.99 | 128780330 | 112013490 | 8610481 | 37913.8 | 0 | 0 | 5140604.5 | 0 | 0 | 1720379.4 | 2066320.6 | 0 | 4913.3 | 0 | 906610.8 | 0 | 0 | 0 | 0 | 28408188 | 81884920 | 0 | 5795.9 | 16.2 | 0 | 3395.9 | 0 | 0 | 1360.2 | 1691.6 | 0 | 1295 | 0 | 219.5 | 0 | 275.6 | 0 | 0 | 15618.8 | 0 | 23666.8 | 24879.7 | 0 | 0 | 0 | 0 | 0 | 0 | 0
ID | 2024 | 27967546 | 0 | 0 | 777313.7 | 28744858.2 | 26962088.3 | 25553412.2 | 34077976 | 23304760 | 0.0359 | 0.054 | 0.1435 | 57734.96 | 5950.1 | 0.86 | 0.75 | 52.2 | 1 | 0.1 | 6.8 | 273.7 | 0.03 | 52.2 | 15 | 67.2 | 214.2 | 21.2 | 3.05 | 10.2 | 577.8 | 0.11 | 215.6 | 27.4 | 243 | 295.4 | 8.6 | 1.03 | 32.2 | 1448 | 0.13 | 296 | 75.3 | 371.3 | 734 | 60.7 | 8.64 | 44.9 | 2331.5 | 0.37 | 738.2 | 114.5 | 852.6 | 927532.1 | 17.5 | 1.7 | 120973.8 | 4863.6 | 0.5 | 928530.4 | 266034 | 1194564.5 | 0 | 28.43 | 11.31 | 0 | 39.74 | 30.08 | 12.26 | 0 | 42.34 | 17910794 | 3191446 | 0 | 292541.6 | 0 | 0 | 0 | 0 | 0 | 321849.8 | 2574825.5 | 0 | 307.1 | 89362.5 | 11762283 | 0 | 26.8 | 0 | 0 | 507448.4 | 2362147.8 | 0 | 0 | 42.7 | 0 | 0 | 0 | 0 | 210.9 | 547.7 | 0 | 547.4 | 12 | 2773.8 | 0 | 5.4 | 0 | 0 | 240 | 0 | 915.8 | 0 | 0 | 0 | 0 | 0 | 0 | 0 | 0
ID | 2026 | 28688244 | 0 | 0 | 992137.5 | 29680381.6 | 27656877.7 | 26325329.7 | 44505656 | 32986060 | 0.0359 | 0.054 | 0.1435 | 66832.33 | 6146.6 | 0.87 | 0.77 | 46.1 | 0.9 | 0.09 | 6.1 | 241.9 | 0.02 | 46.2 | 13.3 | 59.5 | 194.9 | 19.5 | 2.81 | 9 | 518.3 | 0.1 | 196.2 | 24.5 | 220.7 | 215.9 | 7.7 | 0.97 | 22.2 | 1014.1 | 0.1 | 216.4 | 52.5 | 268.9 | 633.6 | 47.7 | 6.74 | 43.1 | 2161.8 | 0.32 | 636.9 | 107.6 | 744.5 | 827420.9 | 15.6 | 1.6 | 108924.1 | 4339.9 | 0.4 | 828311.5 | 238365.4 | 1066676.9 | 0 | 26.76 | 12.97 | 0 | 39.72 | 28.33 | 14.2 | 0 | 42.54 | 18096594 | 3355051.8 | 0 | 284941.2 | 0 | 0 | 0 | 0 | 0 | 505273 | 2287954.2 | 0 | 133.3 | 89362.5 | 12079133 | 0 | 17.4 | 0 | 0 | 500369 | 2349409.8 | 0 | 0 | 42.7 | 0 | 0 | 0 | 0 | 334.2 | 547.7 | 0 | 547.4 | 12 | 2857.8 | 0 | 5.4 | 0 | 0 | 240 | 0 | 915.8 | 0 | 0 | 0 | 0 | 0 | 0 | 0 | 0
ID | 2028 | 29544884 | 232.5 | 0 | 1342736.4 | 30887851.4 | 28482720.6 | 27338311.9 | 60084830 | 46533850 | 0.0359 | 0.054 | 0.1435 | 62149.98 | 6397.7 | 0.91 | 0.82 | 32.6 | 0.6 | 0.06 | 4.2 | 170.8 | 0.02 | 32.6 | 9.3 | 41.9 | 161.8 | 16.9 | 2.44 | 6.8 | 409.1 | 0.08 | 163 | 19 | 182 | 151.3 | 6.6 | 0.86 | 14.5 | 672.5 | 0.07 | 151.7 | 34.6 | 186.3 | 553.4 | 41.5 | 5.87 | 38.1 | 1890.8 | 0.28 | 556.2 | 94.5 | 650.8 | 557533.1 | 10.5 | 1.1 | 71888 | 2922.5 | 0.3 | 558133.2 | 159053.7 | 717186.9 | 0 | 22.84 | 12.02 | 0 | 34.86 | 24.21 | 13.26 | 0 | 37.47 | 17257892 | 3549539.5 | 195.3 | 185856.6 | 0 | 0 | 0 | 0 | 0 | 719411.1 | 1550437.8 | 0 | 0 | 89362.5 | 11882500 | 0 | 0 | 0 | 0 | 493388.3 | 2336740.2 | 0 | 0.2 | 31.1 | 0 | 0 | 0 | 0 | 480.4 | 547.7 | 0 | 547.4 | 12 | 2870.8 | 0 | 5.4 | 0 | 0 | 240 | 0 | 915.8 | 0.8 | 0 | 0 | 0 | 0 | 0 | 0 | 0
ID | 2030 | 30533236 | 257.4 | 0 | 1623458 | 32156948.7 | 29435542.5 | 28385682.7 | 74091690 | 58897110 | 0.0359 | 0.054 | 0.1435 | 64787.21 | 6703.3 | 0.93 | 0.87 | 26 | 0.5 | 0.05 | 3.4 | 136.6 | 0.01 | 26.1 | 7.5 | 33.5 | 125.1 | 13.2 | 1.91 | 5.1 | 311.2 | 0.06 | 126 | 14.4 | 140.4 | 125.1 | 4.3 | 0.54 | 13.1 | 592.5 | 0.06 | 125.3 | 30.8 | 156.1 | 461.7 | 34.3 | 4.82 | 32.6 | 1599.5 | 0.24 | 464 | 80.4 | 544.4 | 434562.8 | 8.2 | 0.8 | 56745.1 | 2278.8 | 0.2 | 435030.5 | 124711.7 | 559742.2 | 0 | 21.33 | 12.56 | 0 | 33.89 | 22.68 | 13.93 | 0 | 36.61 | 16878020 | 3771266 | 213.9 | 169306.2 | 0 | 0 | 0 | 0 | 0 | 960622.2 | 1186733.9 | 0 | 0 | 89362.5 | 11661138 | 0 | 0 | 0 | 0 | 486505.2 | 2324138.5 | 0 | 0.2 | 31.1 | 0 | 0 | 0 | 0 | 645.8 | 547.7 | 0 | 547.4 | 12 | 2870.8 | 0 | 0 | 0 | 0 | 240 | 0 | 915.8 | 0.8 | 0 | 0 | 0 | 0 | 0 | 0 | 0
ID | 2035 | 33298272 | 656.6 | 0 | 1878084.3 | 35177013.3 | 32101188.3 | 31297876.1 | 87708960 | 69304536 | 0.0359 | 0.054 | 0.1435 | 91965.28 | 7574.2 | 0.93 | 0.9 | 26.6 | 0.5 | 0.05 | 3.4 | 139.5 | 0.01 | 26.6 | 7.6 | 34.2 | 95.4 | 10 | 1.44 | 3.9 | 239.4 | 0.05 | 96.1 | 11.1 | 107.1 | 157.8 | 4.8 | 0.58 | 17.1 | 767.8 | 0.07 | 158.1 | 40 | 198.1 | 388.1 | 26.9 | 3.76 | 29.3 | 1405 | 0.2 | 390 | 71.2 | 461.2 | 435914.7 | 8.2 | 0.8 | 56467.9 | 2285.3 | 0.2 | 436383.8 | 124629.2 | 561013 | 0 | 19.08 | 18.11 | 0 | 37.19 | 20.26 | 20.24 | 0 | 40.5 | 16674022 | 3879137.2 | 559.6 | 154228 | 0 | 0 | 0 | 0 | 0 | 1116492.1 | 1145230.4 | 0 | 39104.3 | 89362.5 | 11366400 | 0 | 0 | 0 | 0 | 469713.9 | 2292931.2 | 0 | 0.6 | 31.1 | 0 | 0 | 0 | 0 | 768.5 | 547.7 | 0 | 2342.4 | 12 | 2872 | 0 | 0 | 0 | 0 | 240 | 0 | 915.8 | 2.4 | 0 | 0 | 0 | 0 | 0 | 0 | 0
ID | 2040 | 36643384 | 495.9 | 0 | 1881744.1 | 38525625 | 35326052.4 | 35525021.8 | 90464216 | 67890296 | 0.0359 | 0.054 | 0.1435 | 90468.29 | 8523.3 | 0.86 | 0.91 | 49.8 | 0.9 | 0.09 | 6.2 | 260.6 | 0.02 | 49.8 | 13.9 | 63.8 | 71.6 | 6.8 | 0.98 | 3.6 | 200.4 | 0.04 | 72 | 9.5 | 81.6 | 192.3 | 6.6 | 0.83 | 20.1 | 910.3 | 0.09 | 192.7 | 47.3 | 240 | 362.8 | 24.1 | 3.36 | 27.9 | 1344.8 | 0.18 | 364.4 | 68 | 432.5 | 775576.7 | 14.6 | 1.5 | 96113.6 | 4060.9 | 0.4 | 776411.4 | 217225 | 993636.4 | 0 | 17.19 | 18.12 | 0 | 35.31 | 18.19 | 20.22 | 0 | 38.41 | 15850627 | 3000603.2 | 413.2 | 140691.3 | 0 | 0 | 0 | 0 | 0 | 1091069.1 | 2132657 | 0 | 46571.6 | 89362.5 | 10440329 | 0 | 0 | 0 | 0 | 453502.7 | 1456031.4 | 0 | 0.7 | 31.1 | 0 | 0 | 0 | 0 | 777.3 | 913.7 | 0 | 3450.9 | 12 | 2873.3 | 0 | 0 | 0 | 0 | 240 | 0 | 563.6 | 2.6 | 0 | 0 | 0 | 0 | 0 | 0 | 0
ID | 2045 | 39933170 | 481.5 | 0 | 2051727.2 | 41985377.4 | 38497565.2 | 40472666.1 | 99265450 | 70902170 | 0.0359 | 0.0539 | 0.1435 | 89961.46 | 9406.2 | 0.86 | 0.94 | 53.4 | 1 | 0.1 | 6.6 | 279.6 | 0.02 | 53.5 | 15 | 68.4 | 48.5 | 4.4 | 0.64 | 2.6 | 141.9 | 0.02 | 48.8 | 6.8 | 55.6 | 189.3 | 7.1 | 0.91 | 19.3 | 877 | 0.09 | 189.8 | 45.4 | 235.2 | 306.7 | 19.6 | 2.71 | 24.7 | 1164.5 | 0.16 | 308.1 | 59.5 | 367.5 | 706716.2 | 13.3 | 1.3 | 87596.6 | 3700.3 | 0.3 | 707476.8 | 197955.6 | 905432.3 | 0 | 15.22 | 18.2 | 0 | 33.42 | 16.11 | 20.26 | 0 | 36.36 | 13490690 | 1512711.4 | 412.3 | 128939.4 | 0 | 0 | 0 | 0 | 0 | 1074860.5 | 1879720.8 | 0 | 72464.5 | 89362.5 | 9807078 | 0 | 0 | 0 | 0 | 437850.8 | 0 | 0 | 0.5 | 31.1 | 0 | 0 | 0 | 0 | 791.5 | 913.7 | 0 | 5153.2 | 12 | 2874.5 | 0 | 0 | 0 | 0 | 240 | 0 | 0 | 1.9 | 0 | 0 | 0 | 0 | 0 | 0 | 0
ID | 2050 | 43242196 | 120703.8 | 0 | 2105176.6 | 45468075.8 | 41687613.7 | 43739045.1 | 101788264 | 70892824 | 0.0359 | 0.054 | 0.1435 | 89775.01 | 10219.8 | 0.84 | 0.94 | 61.5 | 1.2 | 0.12 | 7.6 | 322.2 | 0.03 | 61.6 | 17.2 | 78.8 | 38 | 3 | 0.43 | 2.5 | 125.5 | 0.02 | 38.3 | 6.2 | 44.5 | 199.2 | 8.1 | 1.05 | 19.8 | 904.1 | 0.09 | 199.7 | 46.7 | 246.5 | 308.2 | 17.5 | 2.39 | 26.5 | 1240.4 | 0.16 | 309.4 | 63.5 | 372.9 | 872324.5 | 16.4 | 1.6 | 107272.7 | 4566.4 | 0.4 | 873263.4 | 243461.1 | 1116724.5 | 0 | 16.29 | 18.13 | 0 | 34.42 | 17.26 | 20.12 | 0 | 37.38 | 14423574 | 1729030.6 | 103306.5 | 131044.3 | 0 | 0 | 0 | 0 | 0 | 1092952.6 | 2170604.5 | 0 | 175872.4 | 89362.5 | 10024353 | 0 | 0 | 0 | 0 | 632688 | 3390 | 0 | 65.3 | 31.1 | 0 | 0 | 0 | 0 | 827.3 | 913.7 | 0 | 5707 | 12 | 2874.5 | 0 | 0 | 0 | 0 | 240 | 0 | 0.9 | 390.2 | 0 | 0 | 0 | 0 | 0 | 0 | 0
IL | 2024 | 151660080 | 112014.2 | 0 | 2141126.3 | 153913224.9 | 146208393.9 | 120735415.8 | 117136620 | 147799410 | 0.0359 | 0.0539 | 0.1586 | 19812.11 | 38122.1 | 0.68 | 0.65 | 199.9 | 15.5 | 2.2 | 17.5 | 681 | 0.2 | 201 | 37.8 | 238.8 | 248.8 | 20.9 | 2.98 | 18.5 | 791.8 | 0.21 | 250.2 | 42.1 | 292.4 | 369.4 | 26.1 | 3.67 | 26.5 | 1305.9 | 0.19 | 371.2 | 65.5 | 436.7 | 813.3 | 67.2 | 9.73 | 51.2 | 2447.7 | 0.5 | 817.9 | 124.3 | 942.3 | 36649278.6 | 2845.2 | 402.2 | 3208346.1 | 124940.2 | 36.4 | 36843878 | 6941505.2 | 43785383.2 | 0 | 30.56 | 4.71 | 0 | 35.27 | 32.41 | 5.17 | 0 | 37.57 | 184686110 | 33177812 | 97435 | 398558.7 | 0 | 0 | 22212044 | 0 | 0 | 610316.7 | 34168050 | 0 | 1799735.4 | 0 | 141606 | 92463944 | 226935.8 | 0 | 0 | 8549983 | 24017510 | 0 | 132.4 | 85.3 | 0 | 7650 | 0 | 0 | 426.8 | 5988 | 0 | 10332.7 | 0 | 43.3 | 11582.4 | 914.7 | 0 | 0 | 3811.3 | 0 | 7638.9 | 264.8 | 0 | 0 | 0 | 0.2 | 0 | 0.2 | 0
IL | 2026 | 154092640 | 517699.1 | 0 | 2305988.2 | 156916334.4 | 148553500.3 | 121564085.3 | 134464370 | 152879500 | 0.0359 | 0.0539 | 0.1586 | 50211.46 | 38852.4 | 0.73 | 0.7 | 149.6 | 10.1 | 1.41 | 15.8 | 561.5 | 0.18 | 150.3 | 32.6 | 182.9 | 202.3 | 16.2 | 2.3 | 16.4 | 671 | 0.18 | 203.4 | 36.5 | 239.9 | 310.2 | 17.1 | 2.34 | 26.6 | 1253.6 | 0.15 | 311.4 | 64 | 375.4 | 775.4 | 63.5 | 9.13 | 48.9 | 2393.9 | 0.45 | 779.8 | 120.4 | 900.2 | 26026256.4 | 1755.3 | 244.6 | 2756275.1 | 97778.5 | 31.1 | 26145350 | 5678553.9 | 31823903.9 | 0 | 28.97 | 11.75 | 0 | 40.72 | 30.74 | 12.89 | 0 | 43.63 | 175363120 | 35352250 | 439623.9 | 398090.5 | 0 | 0 | 13293049 | 0 | 0 | 1318507.9 | 32238928 | 0 | 1000642.2 | 0 | 141537.9 | 92365336 | 133657.5 | 0 | 0 | 9435142 | 24598600 | 0 | 540.4 | 85.3 | 0 | 6493 | 0 | 0 | 921.6 | 5988 | 0 | 10248.1 | 0 | 43.3 | 11582.4 | 914.7 | 0 | 0 | 4242.9 | 0 | 7823.9 | 1325.3 | 0 | 0 | 0 | 0.23 | 0 | 0.27 | 0
IL | 2028 | 157243340 | 2496693 | 0 | 3105966.3 | 162846002.6 | 151590933.8 | 57478463.7 | 164406160 | 226138110 | 0.0359 | 0.0539 | 0.159 | 61286.11 | 40425.2 | 0.87 | 0.81 | 58.9 | 2.6 | 0.35 | 9.1 | 267.6 | 0.11 | 59.1 | 17.1 | 76.2 | 114.6 | 8.3 | 1.16 | 11.4 | 412.7 | 0.13 | 115.2 | 23.7 | 138.9 | 237.1 | 5.8 | 0.65 | 26.9 | 1197 | 0.11 | 237.4 | 62.6 | 300 | 589.8 | 46.2 | 6.62 | 40 | 1895.1 | 0.36 | 593 | 96.6 | 689.6 | 13091169.9 | 581.9 | 76.7 | 2027988.2 | 59554.6 | 23.8 | 13129441.7 | 3809226.8 | 16938668.4 | 0 | 22.02 | 13.66 | 0 | 35.68 | 23.56 | 15.18 | 0 | 38.74 | 224639180 | 105367540 | 2134154.5 | 342375.8 | 0 | 0 | 3736444.8 | 0 | 0 | 2326447.2 | 24313186 | 0 | 687366.4 | 0 | 129446.8 | 87832070 | 96572.6 | 0 | 0 | 24035700 | 79005390 | 0 | 1967.9 | 85.3 | 0 | 4670 | 0 | 0 | 1628.7 | 5988 | 0 | 10243.8 | 0 | 43.3 | 11582.4 | 914.7 | 0 | 0 | 10479.2 | 0 | 22476.8 | 5770.7 | 0 | 0 | 0 | 0.29 | 0 | 0.33 | 0
IL | 2030 | 160860590 | 7208061.5 | 0 | 3723651.3 | 171792309 | 155078160.8 | 7821975.3 | 181558560 | 284831550 | 0.0359 | 0.0539 | 0.159 | 69753.89 | 41719.1 | 0.93 | 0.87 | 34 | 1.5 | 0.2 | 5.9 | 155.7 | 0.08 | 34.1 | 10.6 | 44.7 | 77.8 | 5.8 | 0.82 | 8.1 | 275.5 | 0.1 | 78.2 | 16.3 | 94.5 | 226.9 | 8.5 | 1.08 | 23 | 1051.3 | 0.1 | 227.4 | 54.4 | 281.8 | 496.2 | 39.1 | 5.57 | 33.2 | 1615.9 | 0.29 | 498.9 | 81.4 | 580.4 | 9239376 | 418.1 | 55.1 | 1618729.9 | 42396.8 | 21.2 | 9266884.6 | 2887946.2 | 12154830.8 | 0 | 18.44 | 14.36 | 0 | 32.81 | 20.02 | 16.39 | 0 | 36.41 | 275177180 | 163970340 | 6139821 | 295367.4 | 0 | 0 | 2769091.2 | 0 | 0 | 3685683.2 | 17434580 | 0 | 354447 | 0 | 111488.3 | 84080570 | 21481.5 | 0 | 0 | 36760504 | 123524140 | 0 | 5219.7 | 85.3 | 0 | 3132 | 0 | 0 | 2589.9 | 5797 | 0 | 10204.2 | 0 | 43.3 | 11582.4 | 516.2 | 0 | 0 | 16100.6 | 0 | 34457.6 | 18820.3 | 0 | 0 | 0 | 0.35 | 0 | 0.4 | 0
IL | 2035 | 170329980 | 9124739 | 0 | 3638767.2 | 183093493.2 | 164207180.9 | -12502176 | 165206560 | 286536640 | 0.0359 | 0.0539 | 0.1589 | 88645.75 | 45229.3 | 0.94 | 0.9 | 25.9 | 1.1 | 0.14 | 4.9 | 122.3 | 0.07 | 25.9 | 8.6 | 34.6 | 58.3 | 4.1 | 0.57 | 6.8 | 216.6 | 0.09 | 58.6 | 13.3 | 71.9 | 249.4 | 14 | 1.9 | 21.2 | 1009.6 | 0.12 | 250.3 | 51.3 | 301.6 | 454.1 | 34.9 | 4.98 | 31.2 | 1496.7 | 0.27 | 456.5 | 75.9 | 532.4 | 7757606.1 | 324 | 42.1 | 1492536.5 | 36764.8 | 20.3 | 7778744.6 | 2593661.2 | 10372405.8 | 0 | 16.55 | 17.71 | 0 | 34.26 | 18.02 | 20.36 | 0 | 38.39 | 304567600 | 195595660 | 7809649.5 | 278795.5 | 0 | 0 | 2057940.2 | 0 | 0 | 4311810 | 15484010 | 0 | 295306.6 | 0 | 103171.9 | 82941280 | 1800.4 | 0 | 0 | 42841296 | 148442560 | 0 | 6281.5 | 85.3 | 0 | 3132 | 0 | 0 | 3112 | 5797 | 0 | 11388.7 | 0 | 43.3 | 11582.4 | 199.2 | 0 | 0 | 19242 | 0 | 41416.8 | 24004 | 0 | 0 | 0 | 0.38 | 0 | 0.45 | 0
IL | 2040 | 181397840 | 12928652 | 0 | 3684077.4 | 198010576.1 | 174877194.2 | -23115171.9 | 158359950 | 290891970 | 0.0359 | 0.0539 | 0.1587 | 87036.68 | 49032.3 | 0.95 | 0.92 | 21.4 | 0.7 | 0.09 | 4.4 | 106.6 | 0.06 | 21.5 | 7.6 | 29.1 | 43.3 | 2.7 | 0.37 | 5.8 | 173.8 | 0.07 | 43.5 | 11 | 54.5 | 215.1 | 13.7 | 1.9 | 17 | 818.7 | 0.11 | 216 | 41.4 | 257.4 | 393.9 | 27.9 | 3.93 | 29.3 | 1384.9 | 0.22 | 395.8 | 70.6 | 466.4 | 6948366.2 | 238.9 | 29.8 | 1445991.4 | 34710.7 | 19.6 | 6963608.4 | 2485707.9 | 9449316.3 | 0 | 14.46 | 16.93 | 0 | 31.4 | 15.9 | 19.76 | 0 | 35.67 | 330681380 | 221125730 | 11003364 | 257437.6 | 0 | 0 | 1279951.2 | 0 | 0 | 4192065.5 | 15118070 | 0 | 397356.5 | 0 | 93736.5 | 81404340 | 1381.4 | 0 | 0 | 57983016 | 158950670 | 0 | 8923.3 | 85.3 | 0 | 3132 | 0 | 0 | 3151.5 | 5797 | 0 | 11420.6 | 0 | 43.3 | 11582.4 | 196.6 | 0 | 0 | 26641.9 | 0 | 44386.9 | 33247.7 | 0 | 0 | 0 | 0.38 | 0 | 0.5 | 0
IL | 2045 | 191385200 | 18727112 | 0 | 3723849.3 | 213836163.2 | 184505466.8 | -31769898.2 | 166857810 | 290967400 | 0.0359 | 0.0539 | 0.1591 | 88708.15 | 52137.9 | 0.99 | 0.97 | 3 | 0.1 | 0.01 | 2.3 | 20.6 | 0.05 | 3 | 2.9 | 5.9 | 20.2 | 1.7 | 0.24 | 3.5 | 71 | 0.06 | 20.4 | 5.6 | 26 | 132.7 | 8.6 | 1.19 | 10.5 | 500.5 | 0.07 | 133.3 | 25.4 | 158.7 | 383.2 | 25.9 | 3.63 | 29.7 | 1388.8 | 0.21 | 385 | 71.1 | 456.1 | 1004348.6 | 19.5 | 2 | 772022.2 | 6858.5 | 15.3 | 1005470.1 | 980584.6 | 1986054.7 | 0 | 14 | 16.8 | 0 | 30.8 | 15.59 | 20.07 | 0 | 35.65 | 337816930 | 245606060 | 15986682 | 253166.6 | 0 | 0 | 5014.3 | 0 | 0 | 4093762.8 | 1867050.2 | 0 | 401794 | 0 | 89778 | 73607384 | 0 | 0 | 0 | 64686024 | 176826270 | 0 | 11482.6 | 85.3 | 0 | 196 | 0 | 0 | 3216.4 | 1463 | 0 | 2345.3 | 0 | 43.3 | 10517.4 | 5.1 | 0 | 0 | 30367.8 | 0 | 49587.8 | 48416.9 | 0 | 0 | 0 | 0.47 | 0 | 0.75 | 0
IL | 2050 | 200805900 | 24575966 | 0 | 3780670.4 | 229162536.2 | 193587360.5 | -37650968.3 | 172365840 | 288993000 | 0.0359 | 0.0539 | 0.1591 | 87351.23 | 54728.9 | 0.99 | 1 | 3.9 | 0.1 | 0.01 | 1.9 | 23.9 | 0.03 | 3.9 | 2.6 | 6.5 | 0 | 0 | 0 | 0 | 0 | 0 | 0 | 0 | 0 | 56 | 2.5 | 0.33 | 5.7 | 246.8 | 0.04 | 56.2 | 13.1 | 69.2 | 373.7 | 22.1 | 3.05 | 31.5 | 1453.9 | 0.2 | 375.2 | 74.9 | 450.1 | 1340215.8 | 27.3 | 2.8 | 643209.6 | 8150.9 | 11.6 | 1341803.3 | 889278.2 | 2231081.5 | 0 | 14.02 | 16.06 | 0 | 30.08 | 15.84 | 19.58 | 0 | 35.42 | 345529470 | 266813490 | 20973120 | 250722.2 | 0 | 0 | 17931 | 0 | 0 | 4082856.5 | 2270536 | 0 | 664589.4 | 0 | 90152.3 | 54448908 | 0 | 0 | 0 | 79363860 | 183366780 | 0 | 15232.1 | 85.3 | 0 | 196 | 0 | 0 | 3351.9 | 1463 | 0 | 2345.3 | 0 | 43.3 | 7796.4 | 5.1 | 0 | 0 | 37604.4 | 0 | 51509.6 | 62701 | 0 | 0 | 0 | 0.46 | 0 | 1 | 0
IN | 2024 | 111410856 | 19995.4 | 0 | 1229498 | 112660351.8 | 107405297.9 | 99531486.8 | 103704470 | 68331784 | 0.0359 | 0.054 | 0.183 | 19828.16 | 22367.4 | 0.18 | 0.46 | 669.6 | 65.2 | 9.38 | 31.6 | 1834.5 | 0.33 | 674.1 | 86.3 | 760.5 | 410.5 | 36.7 | 5.25 | 24.5 | 1232 | 0.25 | 413 | 61.3 | 474.3 | 381.4 | 25.5 | 3.56 | 28.7 | 1400.8 | 0.19 | 383.1 | 70.5 | 453.6 | 793.9 | 63.9 | 9.22 | 51.3 | 2453.3 | 0.48 | 798.3 | 124.6 | 922.9 | 51248454.4 | 4987.9 | 717.6 | 2417327.2 | 140451.3 | 25 | 51593008.7 | 6609609.6 | 58202618.4 | 0 | 31.36 | 3.89 | 0 | 35.25 | 33.19 | 4.2 | 0 | 37.4 | 77143450 | 13128865 | 17061.4 | 259979.3 | 0 | 0 | 39113828 | 0 | 0 | 365040.8 | 24050744 | 0 | 210203.5 | 0 | 277865 | 0 | 84900.3 | 0 | 0 | 2256482.5 | 10507342 | 0 | 30.3 | 56.8 | 0 | 11259.6 | 0 | 0 | 255.2 | 3875 | 0 | 3044.2 | 0 | 66.2 | 0 | 668.1 | 0 | 0 | 1048.9 | 0 | 3591.8 | 61.2 | 0 | 0 | 0 | 0 | 0 | 0 | 0
IN | 2026 | 113426920 | 132636.2 | 0 | 1216458.3 | 114776009.6 | 109348864.8 | 100763637.6 | 104499450 | 63701290 | 0.0359 | 0.054 | 0.183 | 50251.84 | 22843.6 | 0.2 | 0.49 | 611.5 | 57 | 8.17 | 31.1 | 1757.6 | 0.3 | 615.4 | 83.6 | 699 | 361.2 | 30.4 | 4.33 | 23.5 | 1145.3 | 0.22 | 363.3 | 57.7 | 421 | 353.6 | 17.5 | 2.35 | 32.1 | 1497.2 | 0.17 | 354.7 | 76.8 | 431.5 | 752.2 | 60 | 8.6 | 48.8 | 2382.8 | 0.43 | 756.3 | 119.9 | 876.2 | 44761406.5 | 4169.6 | 597.8 | 2280133 | 128712.5 | 21.7 | 45048862.5 | 6121678.6 | 51170541.1 | 0 | 29.63 | 9.87 | 0 | 39.5 | 31.38 | 10.66 | 0 | 42.04 | 73792470 | 14012371 | 111788.7 | 258880.8 | 0 | 0 | 32384860 | 0 | 0 | 568709.6 | 26593488 | 0 | 126262.4 | 0 | 277767 | 0 | 27054.4 | 0 | 0 | 2992986.2 | 10450676 | 0 | 119.5 | 56.8 | 0 | 11259.6 | 0 | 0 | 398.1 | 4449.6 | 0 | 3044.2 | 0 | 66.2 | 0 | 668.1 | 0 | 0 | 1386.3 | 0 | 3591.8 | 418.1 | 0 | 0 | 0 | 0 | 0 | 0 | 0
IN | 2028 | 116129770 | 297276.8 | 0 | 1725671.9 | 118152709.9 | 111954541.5 | 103312998.2 | 139201810 | 87086590 | 0.0359 | 0.054 | 0.183 | 61846.65 | 23873.5 | 0.24 | 0.62 | 457.3 | 33.8 | 4.75 | 31.3 | 1592.7 | 0.22 | 459.6 | 78.8 | 538.4 | 208.2 | 13 | 1.8 | 18.1 | 804.3 | 0.14 | 209 | 42.1 | 251.2 | 304.6 | 6 | 0.62 | 35.8 | 1583.1 | 0.13 | 304.9 | 83 | 387.9 | 670.5 | 49.4 | 7.03 | 47.3 | 2258.1 | 0.38 | 673.9 | 114.7 | 788.6 | 29809954.1 | 2202.1 | 309.4 | 2041523.3 | 103930.9 | 14.1 | 29960040.4 | 5142503.3 | 35102543.6 | 0 | 26.19 | 11.97 | 0 | 38.16 | 27.76 | 12.97 | 0 | 40.73 | 65790040 | 14839712 | 255337.2 | 251614.7 | 0 | 0 | 15933525 | 0 | 0 | 945171.2 | 34103264 | 0 | 118371.6 | 0 | 276070.4 | 0 | 12149.9 | 0 | 0 | 3500221.2 | 10394319 | 0 | 200.2 | 56.8 | 0 | 8204.6 | 0 | 0 | 661.1 | 5754.2 | 0 | 3044.2 | 0 | 66.2 | 0 | 668.1 | 0 | 0 | 1622.7 | 0 | 3591.8 | 740.9 | 0 | 0 | 0 | 0 | 0 | 0 | 0
IN | 2030 | 119316300 | 1514454.2 | 0 | 2249785.9 | 123080542.3 | 115026535.1 | 104796223.5 | 176404260 | 115791220 | 0.0359 | 0.054 | 0.183 | 70883.94 | 24854.7 | 0.32 | 0.71 | 373.4 | 24.9 | 3.45 | 28.1 | 1388.2 | 0.17 | 375 | 69.5 | 444.5 | 152.1 | 8.7 | 1.19 | 14.3 | 614.2 | 0.11 | 152.7 | 32.6 | 185.3 | 307.7 | 9.9 | 1.21 | 32.7 | 1478 | 0.14 | 308.3 | 76.8 | 385.1 | 629 | 46.2 | 6.53 | 44.2 | 2159.8 | 0.34 | 632.2 | 108.6 | 740.8 | 22964234.5 | 1524.5 | 211.8 | 1729776.4 | 85523.3 | 10.7 | 23067484.5 | 4281297.2 | 27348781.7 | 0 | 24.78 | 13.33 | 0 | 38.11 | 26.35 | 14.59 | 0 | 40.94 | 62188330 | 18284318 | 1292566.1 | 243577.7 | 0 | 0 | 10598764 | 0 | 0 | 1619910.6 | 31426406 | 0 | 68008.2 | 0 | 271943.5 | 0 | 2740.6 | 0 | 0 | 6326146 | 10338262 | 0 | 974.7 | 56.8 | 0 | 6574.2 | 0 | 0 | 1131.8 | 5667.2 | 0 | 3044.2 | 0 | 66.2 | 0 | 546.1 | 0 | 0 | 2836.4 | 0 | 3591.8 | 3838.7 | 0 | 0 | 0 | 0 | 0 | 0 | 0
IN | 2035 | 127833130 | 3738196 | 0 | 2585020.7 | 134156341.6 | 123237227.1 | 107118105.7 | 194655170 | 131127830 | 0.0359 | 0.054 | 0.183 | 87722.91 | 27559.4 | 0.44 | 0.7 | 267.1 | 13.5 | 1.82 | 23.9 | 1127.7 | 0.12 | 268 | 57.6 | 325.6 | 137.5 | 5.9 | 0.78 | 14.7 | 616 | 0.1 | 137.8 | 33.1 | 171 | 323.2 | 15.6 | 2.09 | 29.6 | 1386.2 | 0.15 | 324.3 | 71 | 395.2 | 570.3 | 39.4 | 5.54 | 42.4 | 2031.7 | 0.31 | 573 | 103.1 | 676 | 18548536.5 | 933.5 | 125.1 | 1668114.7 | 78510.3 | 8.5 | 18610508.3 | 4010036.2 | 22620544.5 | 0 | 22.39 | 16.23 | 0 | 38.61 | 23.94 | 18.1 | 0 | 42.05 | 70324664 | 27038236 | 3201563.8 | 235507.2 | 0 | 0 | 5714142 | 0 | 0 | 3354636.8 | 33375364 | 0 | 495497.8 | 0 | 263531.6 | 0 | 823.7 | 0 | 0 | 13484150 | 10199449 | 0 | 1957.4 | 56.8 | 0 | 6224.5 | 0 | 0 | 2356.8 | 6520 | 0 | 6290.7 | 0 | 66.2 | 0 | 445.1 | 0 | 0 | 5895.2 | 0 | 3591.8 | 9837.6 | 0 | 0 | 0 | 0 | 0 | 0 | 0
IN | 2040 | 137431630 | 4001748 | 0 | 2793130.7 | 144226516.2 | 132490708.7 | 115736641.5 | 209475490 | 134639300 | 0.0359 | 0.054 | 0.183 | 85383.16 | 30380.2 | 0.47 | 0.73 | 232.5 | 9.6 | 1.25 | 22.8 | 1050.3 | 0.1 | 233.2 | 54.1 | 287.3 | 118.9 | 4.5 | 0.57 | 13.4 | 554.5 | 0.08 | 119.2 | 30 | 149.2 | 338.7 | 18.5 | 2.5 | 29.2 | 1386.8 | 0.16 | 339.9 | 70.6 | 410.5 | 498.9 | 31 | 4.32 | 40.2 | 1891.2 | 0.26 | 501.1 | 96.6 | 597.7 | 15820172.1 | 646.6 | 83.6 | 1558787.1 | 71697.5 | 7.1 | 15862264.6 | 3697322.4 | 19559587 | 0 | 19.89 | 15.49 | 0 | 35.38 | 21.34 | 17.27 | 0 | 38.61 | 69042520 | 28489876 | 3421567.2 | 215790.6 | 0 | 0 | 3466137.2 | 0 | 0 | 3934607.2 | 32610310 | 0 | 592124.2 | 0 | 245483.2 | 0 | 1232 | 0 | 0 | 13736026 | 10819242 | 0 | 2126.5 | 56.8 | 0 | 5902 | 0 | 0 | 2833.2 | 6520 | 0 | 6290.7 | 0 | 66.2 | 0 | 445.1 | 0 | 0 | 6187.6 | 0 | 3289.6 | 10493.2 | 0 | 0 | 0 | 0 | 0 | 0 | 0
IN | 2045 | 145659630 | 4798605.5 | 0 | 2960941.6 | 153419186.5 | 140422872.1 | 118115209.8 | 215202400 | 141452780 | 0.0359 | 0.054 | 0.183 | 86873.1 | 32569.1 | 0.5 | 0.73 | 224 | 8.8 | 1.13 | 22.4 | 1026.4 | 0.1 | 224.5 | 53 | 277.5 | 121.5 | 4.3 | 0.55 | 13.6 | 572.5 | 0.08 | 121.8 | 30.7 | 152.5 | 332.2 | 15.5 | 2.05 | 31.5 | 1443.8 | 0.17 | 333.2 | 74.6 | 407.7 | 491.7 | 30.3 | 4.21 | 40 | 1876.5 | 0.26 | 493.8 | 96 | 589.8 | 17462485.4 | 679.7 | 87 | 1750535 | 80219.8 | 7.9 | 17506497.1 | 4143228.3 | 21649725.4 | 0 | 19.03 | 15.83 | 0 | 34.86 | 20.44 | 17.74 | 0 | 38.18 | 79457460 | 35303976 | 4107543.5 | 207165.8 | 0 | 0 | 3493597.2 | 0 | 0 | 4357140.5 | 33218122 | 0 | 2887594.8 | 0 | 239002.5 | 0 | 454.3 | 0 | 0 | 14906427 | 16040410 | 0 | 2298.8 | 56.8 | 0 | 5105.8 | 0 | 0 | 3218.7 | 6520 | 0 | 16016 | 0 | 66.2 | 0 | 444.2 | 0 | 0 | 6820 | 0 | 4636.3 | 12267.5 | 0 | 0 | 0 | 0 | 0 | 0 | 0
IN | 2050 | 153002270 | 5945469.5 | 0 | 3232195 | 162179938.4 | 147501407.3 | 116459832.8 | 224144050 | 159935630 | 0.0359 | 0.054 | 0.183 | 85535.85 | 34274.5 | 0.52 | 0.73 | 236.6 | 10.7 | 1.41 | 22.3 | 1039.8 | 0.11 | 237.3 | 53.4 | 290.7 | 129.3 | 4.5 | 0.57 | 14.2 | 611.3 | 0.08 | 129.6 | 32.5 | 162.1 | 322.9 | 11.8 | 1.49 | 33.9 | 1508.5 | 0.16 | 323.6 | 78.9 | 402.5 | 466.7 | 23.9 | 3.25 | 42.2 | 1932.7 | 0.24 | 468.3 | 99.8 | 568.1 | 22724699.5 | 1027.5 | 135.3 | 2146504.3 | 99864.4 | 10.3 | 22792264.7 | 5125274.7 | 27917539.4 | 0 | 18.9 | 15.61 | 0 | 34.51 | 20.39 | 17.58 | 0 | 37.97 | 97927140 | 45720104 | 5077578 | 200102.1 | 0 | 0 | 5828723 | 0 | 0 | 4879024 | 33559308 | 0 | 7306243 | 0 | 235060.9 | 0 | 17.9 | 0 | 0 | 14140566 | 26700516 | 0 | 3459.3 | 56.8 | 0 | 3710.8 | 0 | 0 | 3691.1 | 6520 | 0 | 18117.6 | 0 | 66.2 | 0 | 7.2 | 0 | 0 | 6675.6 | 0 | 7215.8 | 14901.9 | 0 | 0 | 0 | 0 | 0 | 0 | 0
KS | 2024 | 42180296 | 0 | 0 | 575969.9 | 42756267.4 | 40664052.7 | 9466965.2 | 22417458 | 35497240 | 0.0359 | 0.0539 | 0.16 | 6088.96 | 10414.2 | 0.76 | 0.77 | 261.1 | 29.4 | 4.27 | 10.1 | 593.7 | 0.16 | 263.2 | 27.8 | 291 | 249 | 27.4 | 3.97 | 10.1 | 586.4 | 0.15 | 250.9 | 27.6 | 278.4 | 306.8 | 26.5 | 3.81 | 17.9 | 920.8 | 0.17 | 308.6 | 45.4 | 354 | 661.2 | 55.4 | 8.02 | 41.1 | 1967.6 | 0.41 | 665 | 99.9 | 764.9 | 14447318.5 | 1627.5 | 236.4 | 559029.5 | 32846.8 | 9 | 14560359.6 | 1540318.9 | 16100678.4 | 0 | 23.16 | 1.31 | 0 | 24.47 | 24.6 | 1.42 | 0 | 26.02 | 55981990 | 33289302 | 0 | 33021 | 0 | 0 | 12569419 | 0 | 0 | 141555.2 | 940845.7 | 0 | 26041.5 | 0 | 17770.8 | 9105591 | 0 | 0 | 0 | 3528483.5 | 29619264 | 0 | 0 | 9 | 0 | 4521.6 | 0 | 0 | 92.2 | 266 | 0 | 2011.5 | 0 | 7 | 1225 | 0 | 0 | 0 | 1340.9 | 0 | 8040.6 | 0 | 0 | 0 | 0 | 0 | 0 | 0 | 0
KS | 2026 | 43100584 | 2333.1 | 0 | 727433.4 | 43830349.9 | 41551245.3 | -19558584.8 | 17599056 | 53767270 | 0.0359 | 0.0539 | 0.16 | 41740.37 | 10635.2 | 0.9 | 0.87 | 107.6 | 12 | 1.75 | 4.6 | 248.6 | 0.08 | 108.4 | 12 | 120.5 | 132.9 | 14.6 | 2.11 | 5.8 | 315.6 | 0.09 | 133.9 | 15.2 | 149.1 | 189 | 15.3 | 2.19 | 11.9 | 600.7 | 0.1 | 190.1 | 29.8 | 219.9 | 528.3 | 43.7 | 6.29 | 33 | 1624.8 | 0.31 | 531.3 | 81.5 | 612.8 | 8488589.5 | 948.4 | 137.7 | 365445.5 | 19622.1 | 6 | 8554442.7 | 951812.3 | 9506255 | 0 | 18.36 | 8.56 | 0 | 26.92 | 19.52 | 9.29 | 0 | 28.81 | 80284550 | 63388936 | 1963.1 | 27885.8 | 0 | 0 | 7346504 | 0 | 0 | 183938.5 | 782389.5 | 0 | 11122 | 0 | 14944.9 | 8710807 | 0 | 0 | 0 | 10898486 | 52306508 | 0 | 1.4 | 9 | 0 | 4521.6 | 0 | 0 | 130 | 266 | 0 | 2000.7 | 0 | 7 | 1225 | 0 | 0 | 0 | 4225.8 | 0 | 14264.5 | 5.6 | 0 | 0 | 0 | 0 | 0 | 0 | 0
KS | 2028 | 44178930 | 189398.1 | 0 | 947664.6 | 45315988.9 | 42590817.5 | -37735350 | 20498662 | 71340584 | 0.0359 | 0.0539 | 0.16 | 55610.42 | 10488.7 | 0.95 | 0.93 | 51.8 | 5.7 | 0.83 | 2.6 | 122.1 | 0.04 | 52.2 | 6.2 | 58.4 | 69.6 | 7.6 | 1.1 | 3.4 | 167.9 | 0.05 | 70.1 | 8.5 | 78.5 | 81.9 | 3.6 | 0.49 | 7.9 | 354.9 | 0.04 | 82.1 | 18.5 | 100.6 | 426.9 | 33.4 | 4.79 | 28.6 | 1373.3 | 0.25 | 429.2 | 69.6 | 498.8 | 4901464.5 | 542.5 | 78.7 | 246061 | 11567.7 | 4.1 | 4939121.8 | 591908 | 5531029.8 | 0 | 14.71 | 9.36 | 0 | 24.07 | 15.68 | 10.13 | 0 | 25.81 | 96505016 | 83051336 | 161449.4 | 24645.8 | 0 | 0 | 4202923 | 0 | 0 | 269793 | 591056.7 | 0 | 4651.6 | 0 | 13454.9 | 8455493 | 0 | 0 | 0 | 22862896 | 59918650 | 0 | 100.1 | 9 | 0 | 4521.6 | 0 | 0 | 196.1 | 266 | 0 | 1950.4 | 0 | 7 | 1225 | 0 | 0 | 0 | 9418.7 | 0 | 17861.1 | 400.3 | 0 | 0 | 0 | 0 | 0 | 0 | 0
KS | 2030 | 45396876 | 2508318 | 0 | 944269.4 | 48849464.5 | 43764984.1 | -32010165.1 | 23457588 | 69545864 | 0.0359 | 0.0539 | 0.16 | 61056.92 | 10834.5 | 0.96 | 0.95 | 44.2 | 4.9 | 0.72 | 2.3 | 103.4 | 0.04 | 44.6 | 5.4 | 50 | 54.2 | 6 | 0.87 | 2.8 | 128.3 | 0.05 | 54.6 | 6.6 | 61.2 | 88.7 | 4.3 | 0.58 | 8.2 | 373.3 | 0.05 | 89 | 19.3 | 108.3 | 381.8 | 31 | 4.43 | 24.5 | 1210.3 | 0.22 | 383.9 | 60.6 | 444.5 | 4129505.9 | 460.8 | 66.9 | 214136.9 | 9652.8 | 3.7 | 4161501.9 | 502805 | 4664306.9 | 0 | 12.81 | 9.75 | 0 | 22.56 | 14.08 | 11.02 | 0 | 25.1 | 95284540 | 80859630 | 2126852.2 | 22336.9 | 0 | 0 | 3576681.2 | 0 | 0 | 408604 | 403302.2 | 0 | 2189 | 0 | 12399.6 | 8281153 | 0 | 0 | 0 | 26452238 | 53998790 | 0 | 1410.1 | 9 | 0 | 4521.6 | 0 | 0 | 301.8 | 266 | 0 | 1933.1 | 0 | 7 | 1225 | 0 | 0 | 0 | 11447.9 | 0 | 17861.1 | 5640.7 | 0 | 0 | 0 | 0 | 0 | 0 | 0
KS | 2035 | 48413668 | 5258950.5 | 0 | 1045780.6 | 54718400.7 | 46673340.7 | -34670944.3 | 26573934 | 76852616 | 0.0359 | 0.0539 | 0.16 | 86044.54 | 11787.4 | 0.97 | 0.96 | 33 | 3.7 | 0.54 | 1.8 | 77.4 | 0.03 | 33.3 | 4.1 | 37.4 | 41.2 | 4.6 | 0.67 | 2.2 | 97.1 | 0.04 | 41.6 | 5.1 | 46.6 | 121.6 | 6.9 | 0.96 | 10.3 | 482 | 0.06 | 122.1 | 24.6 | 146.7 | 350 | 28.6 | 4.09 | 22.4 | 1104.1 | 0.2 | 352 | 55.3 | 407.3 | 3404919 | 380.6 | 55.3 | 188049.8 | 7970.1 | 3.3 | 3431343.8 | 426471.6 | 3857815.4 | 0 | 11.22 | 13.21 | 0 | 24.42 | 12.64 | 15.63 | 0 | 28.28 | 105381590 | 89389340 | 4492511.5 | 20874.4 | 0 | 0 | 2955038.2 | 0 | 0 | 730427.2 | 326421.4 | 0 | 545.4 | 0 | 11552.9 | 8185299 | 0 | 0 | 0 | 29589948 | 59068970 | 0 | 2612.2 | 9 | 0 | 4410.3 | 0 | 0 | 571.4 | 266 | 0 | 1877.4 | 0 | 7 | 1225 | 0 | 0 | 0 | 13456.7 | 0 | 19452.4 | 13131.3 | 0 | 0 | 0 | 0 | 0 | 0 | 0
KS | 2040 | 51806170 | 5983274 | 0 | 1140166.6 | 58929606.5 | 49943896.4 | -34547618.8 | 30705756 | 80296010 | 0.0359 | 0.0539 | 0.16 | 85030.09 | 12831.6 | 0.98 | 0.97 | 22.2 | 2.5 | 0.36 | 1.4 | 52.8 | 0.03 | 22.3 | 3 | 25.3 | 27.5 | 3 | 0.44 | 1.7 | 65.7 | 0.03 | 27.7 | 3.7 | 31.4 | 149.6 | 9.2 | 1.26 | 12.2 | 579 | 0.08 | 150.2 | 29.4 | 179.7 | 304.9 | 24.2 | 3.44 | 20.2 | 991.4 | 0.17 | 306.6 | 49.8 | 356.4 | 2353143.4 | 261.8 | 38 | 152106 | 5599.4 | 2.8 | 2371317.4 | 319730.1 | 2691047.5 | 0 | 9.74 | 12.74 | 0 | 22.48 | 11.05 | 15.12 | 0 | 26.17 | 108923670 | 93477224 | 5093412 | 18753.6 | 0 | 0 | 2030755.6 | 0 | 0 | 1115218.6 | 262340.4 | 0 | 419.6 | 0 | 10441 | 8030335 | 0 | 0 | 0 | 30045148 | 62316856 | 0 | 2862.7 | 9 | 0 | 4410.3 | 0 | 0 | 846.7 | 266 | 0 | 1862.1 | 0 | 7 | 1225 | 0 | 0 | 0 | 14412.1 | 0 | 21690.9 | 14519.7 | 0 | 0 | 0 | 0 | 0 | 0 | 0
KS | 2045 | 54736970 | 13550648 | 0 | 1287326.8 | 69574939.8 | 52769320.3 | -43369610.8 | 35113452 | 91190770 | 0.0359 | 0.0539 | 0.16 | 85363.93 | 13657.4 | 0.99 | 0.99 | 12.3 | 1.3 | 0.19 | 0.4 | 29.2 | 0.01 | 12.4 | 1.3 | 13.7 | 14.9 | 1.6 | 0.23 | 0.6 | 36 | 0.01 | 15.1 | 1.6 | 16.7 | 160.2 | 8.9 | 1.22 | 14 | 649.2 | 0.08 | 160.8 | 33.3 | 194.2 | 239.8 | 17.8 | 2.51 | 16.9 | 824.5 | 0.13 | 241.1 | 41.5 | 282.6 | 1495147.3 | 163.1 | 23.6 | 54643.2 | 3548.1 | 0.7 | 1506461.1 | 160578 | 1667039.1 | 0 | 7.43 | 11.42 | 0 | 18.85 | 9.03 | 15.04 | 0 | 24.06 | 126085550 | 112944550 | 11588955 | 16237.7 | 0 | 0 | 1269205.9 | 0 | 0 | 1406583.9 | 257426.1 | 0 | 428.7 | 0 | 8748.4 | 0 | 0 | 0 | 0 | 44813956 | 66724012 | 0 | 6159.6 | 9 | 0 | 4303 | 0 | 0 | 1156.2 | 266 | 0 | 1800.3 | 0 | 7 | 0 | 0 | 0 | 0 | 22022.2 | 0 | 23749.9 | 33025.6 | 0 | 0 | 0 | 0 | 0 | 0 | 0
KS | 2050 | 57314056 | 14140022 | 0 | 1302959.5 | 72757038.5 | 55253711.1 | -43925342.9 | 35434870 | 92198320 | 0.0359 | 0.0539 | 0.16 | 85687.17 | 14297.9 | 0.99 | 0.99 | 8.3 | 0.9 | 0.13 | 0.3 | 20.9 | 0 | 8.4 | 1 | 9.3 | 11.2 | 1.1 | 0.17 | 0.5 | 28.9 | 0.01 | 11.3 | 1.3 | 12.6 | 165.2 | 8.7 | 1.18 | 15 | 685.8 | 0.09 | 165.8 | 35.5 | 201.2 | 224.7 | 14.4 | 2.01 | 17.7 | 843.9 | 0.12 | 225.7 | 42.9 | 268.6 | 1056042.9 | 110.5 | 16 | 42959.5 | 2655.3 | 0.5 | 1063695.1 | 122229.3 | 1185924.4 | 0 | 7.34 | 11.26 | 0 | 18.6 | 9.03 | 14.79 | 0 | 23.83 | 129948520 | 116682380 | 12079235 | 15701.6 | 0 | 0 | 847201.2 | 0 | 0 | 1736633.8 | 315442.5 | 0 | 59.9 | 0 | 8489.8 | 0 | 0 | 0 | 0 | 49393492 | 65552256 | 0 | 6533.8 | 9 | 0 | 3117.7 | 0 | 0 | 1497.8 | 266 | 0 | 1787.6 | 0 | 7 | 0 | 0 | 0 | 0 | 26159 | 0 | 23312 | 31567.8 | 0 | 0 | 0 | 0 | 0 | 0 | 0
KY | 2024 | 98324136 | 458.6 | 0 | 714814.4 | 99039407 | 94788318.8 | 98101952.2 | 63268000 | 30659604 | 0.0359 | 0.054 | 0.1507 | 19642.39 | 20466.4 | 0.08 | 0.17 | 843.9 | 89.9 | 13.01 | 32.7 | 2071.2 | 0.41 | 850.1 | 94.5 | 944.6 | 773.7 | 81.3 | 11.75 | 31.4 | 1936.1 | 0.39 | 779.4 | 89.2 | 868.6 | 314.5 | 21.9 | 3.08 | 22.9 | 1122.4 | 0.16 | 316 | 56.4 | 372.4 | 796 | 64 | 9.23 | 51.7 | 2459.5 | 0.49 | 800.4 | 125.1 | 925.5 | 55525667.1 | 5912.7 | 855.8 | 2150194 | 136306.5 | 27.2 | 55935487.7 | 6219565.8 | 62155053.5 | 0 | 31.88 | 4.04 | 0 | 35.92 | 33.75 | 4.37 | 0 | 38.12 | 66250868 | 937454.8 | 396.1 | 101532.2 | 0 | 0 | 47638332 | 0 | 0 | 77406.3 | 12848420 | 0 | 483292.1 | 0 | 4241067 | 0 | 374.5 | 0 | 0 | 860048.5 | 0 | 0 | 0.4 | 22.2 | 0 | 9493 | 0 | 0 | 52.1 | 1763 | 0 | 4853.6 | 0 | 1141.4 | 0 | 5.9 | 0 | 0 | 398.7 | 0 | 0 | 1.5 | 0 | 0 | 0 | 0 | 0 | 0 | 0
KY | 2026 | 99911080 | 29508.6 | 0 | 720415 | 100661005.1 | 96318204.9 | 99552912.9 | 69200936 | 30384822 | 0.0359 | 0.054 | 0.1507 | 49781.25 | 20870.3 | 0.09 | 0.23 | 827.2 | 87.8 | 12.71 | 32.3 | 2038.1 | 0.41 | 833.3 | 93.1 | 926.3 | 697.5 | 72.4 | 10.47 | 29.3 | 1771.8 | 0.35 | 702.5 | 82.2 | 784.7 | 298.5 | 15 | 2.03 | 26.9 | 1254.2 | 0.14 | 299.5 | 64.3 | 363.8 | 754.1 | 60.1 | 8.63 | 48.9 | 2385 | 0.43 | 758.2 | 120.1 | 878.3 | 50617775.7 | 5374.7 | 777.7 | 1974316.3 | 124746 | 24.8 | 50990265.6 | 5698527.5 | 56688793.1 | 0 | 30.15 | 9.96 | 0 | 40.11 | 31.93 | 10.75 | 0 | 42.68 | 61647456 | 1108092.1 | 25072.5 | 100626.8 | 0 | 0 | 43249624 | 0 | 0 | 123365.9 | 12534247 | 0 | 299121.2 | 0 | 4330474 | 0 | 198.7 | 0 | 0 | 984726.2 | 0 | 0 | 22.2 | 22.2 | 0 | 9493 | 0 | 0 | 83.2 | 1763 | 0 | 4829.6 | 0 | 1158.4 | 0 | 5.9 | 0 | 0 | 457.5 | 0 | 0 | 78.4 | 0 | 0 | 0 | 0 | 0 | 0 | 0
KY | 2028 | 101957690 | 932196.5 | 0 | 925629.3 | 103815515.3 | 98291235.5 | 100349311.6 | 93760936 | 44253170 | 0.0359 | 0.054 | 0.1507 | 61433.2 | 21458.9 | 0.16 | 0.44 | 740.7 | 77.6 | 11.22 | 29.8 | 1858.3 | 0.36 | 746.1 | 85.3 | 831.4 | 481.3 | 48.5 | 6.99 | 21.9 | 1270.7 | 0.25 | 484.6 | 59.8 | 544.4 | 289.5 | 5.9 | 0.61 | 33.8 | 1500 | 0.13 | 289.8 | 78.6 | 368.4 | 669.7 | 49.4 | 7.04 | 47.2 | 2251 | 0.38 | 673.1 | 114.4 | 787.4 | 39708159.2 | 4159.6 | 601.4 | 1600740.7 | 99656.2 | 19.4 | 39996285.3 | 4575805.2 | 44572090.6 | 0 | 26.61 | 11.62 | 0 | 38.24 | 28.25 | 12.62 | 0 | 40.87 | 54070388 | 3466203.5 | 794002.5 | 95675.3 | 0 | 0 | 33657172 | 0 | 0 | 198972 | 11576212 | 0 | 186865.8 | 0 | 4294138 | 0 | 118.5 | 0 | 0 | 3267231.8 | 0 | 0 | 588.3 | 22.2 | 0 | 9359 | 0 | 0 | 134.4 | 1763 | 0 | 4829.6 | 0 | 1158.4 | 0 | 5.9 | 0 | 0 | 1463.9 | 0 | 0 | 2305.3 | 0 | 0 | 0 | 0 | 0 | 0 | 0
KY | 2030 | 104318510 | 2386805 | 0 | 1103184.2 | 107808499.5 | 100567192.3 | 102253988.9 | 108079896 | 53404910 | 0.0359 | 0.054 | 0.1507 | 70416.22 | 22173.1 | 0.22 | 0.56 | 677.7 | 70.6 | 10.21 | 27.6 | 1711.6 | 0.33 | 682.6 | 78.7 | 761.3 | 381.6 | 38.3 | 5.51 | 17.6 | 1013.6 | 0.2 | 384.3 | 47.8 | 432.1 | 346.7 | 12.8 | 1.62 | 35.3 | 1613.8 | 0.16 | 347.5 | 83.4 | 430.9 | 633.6 | 47.1 | 6.68 | 43.9 | 2154.9 | 0.34 | 636.8 | 108.2 | 745.1 | 35495954.4 | 3699.2 | 534.6 | 1448482.5 | 89691.5 | 17.4 | 35752138.5 | 4126032.5 | 39878171 | 0 | 25.13 | 13.14 | 0 | 38.27 | 26.81 | 14.47 | 0 | 41.27 | 52889444 | 5554510.5 | 2029706.4 | 92533.7 | 0 | 0 | 29884892 | 0 | 0 | 322353 | 10936325 | 0 | 169979.5 | 0 | 4221495.5 | 0 | 0 | 0 | 0 | 5232157.5 | 0 | 0 | 1770.3 | 22.2 | 0 | 9359 | 0 | 0 | 217.9 | 1763 | 0 | 4917.1 | 0 | 1158.4 | 0 | 0 | 0 | 0 | 2327 | 0 | 0 | 5743.2 | 0 | 0 | 0 | 0 | 0 | 0 | 0
KY | 2035 | 110454770 | 4380916 | 0 | 1167652.8 | 116003339.8 | 106482897.1 | 104962696.3 | 120720360 | 56116140 | 0.0359 | 0.054 | 0.1506 | 87096.13 | 24086.5 | 0.37 | 0.66 | 537.5 | 55.1 | 7.95 | 22.8 | 1387.1 | 0.26 | 541.3 | 64.2 | 605.5 | 279.6 | 27 | 3.88 | 14 | 776 | 0.15 | 281.4 | 37.1 | 318.5 | 395.8 | 21.6 | 2.94 | 34 | 1620.3 | 0.18 | 397.3 | 82.3 | 479.6 | 583.9 | 42.2 | 5.96 | 41.7 | 2025.1 | 0.31 | 586.8 | 102.1 | 688.9 | 27153452.6 | 2782 | 401.6 | 1151919.4 | 70125.2 | 13.3 | 27345988.4 | 3245270.9 | 30591259.3 | 0 | 22.8 | 16.03 | 0 | 38.83 | 24.48 | 17.94 | 0 | 42.42 | 51105380 | 11040644 | 3738334.5 | 89096.9 | 0 | 0 | 22471350 | 0 | 0 | 788874.6 | 9140319 | 0 | 531401.1 | 0 | 4094235.5 | 0 | 0 | 0 | 0 | 10251769 | 0 | 0 | 2714.2 | 22.2 | 0 | 8287 | 0 | 0 | 534.1 | 1763 | 0 | 8310.4 | 0 | 1158.4 | 0 | 0 | 0 | 0 | 4526.9 | 0 | 0 | 11391.9 | 0 | 0 | 0 | 0 | 0 | 0 | 0
KY | 2040 | 117403800 | 8324238.5 | 0 | 1253361.3 | 126981406 | 113182146.8 | 100064029 | 123849300 | 61128268 | 0.0359 | 0.054 | 0.1506 | 82869.93 | 26153.3 | 0.6 | 0.74 | 334.3 | 33.5 | 4.83 | 14.8 | 886.1 | 0.16 | 336.6 | 41.3 | 377.9 | 202.2 | 18.7 | 2.69 | 10.9 | 585.5 | 0.11 | 203.5 | 28.3 | 231.8 | 399.6 | 26.7 | 3.71 | 30 | 1481.4 | 0.19 | 401.4 | 74.2 | 475.5 | 515.7 | 34.5 | 4.83 | 39.4 | 1883 | 0.27 | 518.1 | 95.6 | 613.6 | 21067869.7 | 2111.2 | 304.3 | 936974.3 | 55907.7 | 10.3 | 21213849.2 | 2605826 | 23819675.3 | 0 | 20.07 | 14.85 | 0 | 34.92 | 21.92 | 17.12 | 0 | 39.04 | 63957704 | 26917380 | 7144313 | 80366.1 | 0 | 0 | 17127970 | 0 | 0 | 1394613.2 | 8220433 | 0 | 535889.5 | 0 | 3931351.5 | 0 | 0 | 0 | 0 | 25522764 | 0 | 0 | 4065.4 | 22.2 | 0 | 8171 | 0 | 0 | 953.2 | 1763 | 0 | 8310.4 | 0 | 1158.4 | 0 | 0 | 0 | 0 | 11012.6 | 0 | 0 | 21926.3 | 0 | 0 | 0 | 0 | 0 | 0 | 0
KY | 2045 | 123356980 | 6325693.5 | 0 | 1213802.7 | 130896468.5 | 118921284.7 | 102064179.1 | 125166616 | 60150490 | 0.0359 | 0.054 | 0.1506 | 84813.28 | 27781.3 | 0.58 | 0.74 | 343.5 | 34.2 | 4.93 | 15.5 | 918.5 | 0.17 | 345.8 | 42.9 | 388.7 | 200.5 | 18.4 | 2.63 | 10.8 | 587.2 | 0.1 | 201.8 | 28.3 | 230.1 | 371.4 | 23.3 | 3.22 | 29.7 | 1426.2 | 0.19 | 373 | 72.2 | 445.2 | 508.1 | 34.2 | 4.78 | 38.9 | 1855.4 | 0.26 | 510.4 | 94.3 | 604.7 | 22182773.9 | 2205.8 | 317.7 | 1001901.2 | 59408 | 10.8 | 22335247.1 | 2775206.7 | 25110453.9 | 0 | 19.46 | 15.61 | 0 | 35.07 | 21.1 | 17.66 | 0 | 38.76 | 65567540 | 28832292 | 5354158.5 | 77955.3 | 0 | 0 | 17830432 | 0 | 0 | 2121439 | 8959122 | 0 | 696350.4 | 0 | 3817232.8 | 0 | 0 | 0 | 0 | 26699524 | 11326.4 | 0 | 2535.9 | 22.2 | 0 | 7946 | 0 | 0 | 1470.5 | 1763 | 0 | 10845.5 | 0 | 1158.4 | 0 | 0 | 0 | 0 | 11819.1 | 0 | 3.2 | 17395 | 0 | 0 | 0 | 0 | 0 | 0 | 0
KY | 2050 | 128869140 | 5120868 | 0 | 1248624.3 | 135238629.9 | 124235209 | 105322419.8 | 131823830 | 60594680 | 0.0359 | 0.054 | 0.1508 | 83874.85 | 29117.1 | 0.6 | 0.74 | 316.6 | 30.5 | 4.38 | 15.2 | 880.6 | 0.15 | 318.7 | 41.5 | 360.3 | 189.4 | 16.5 | 2.36 | 10.9 | 580.3 | 0.1 | 190.5 | 28.2 | 218.7 | 339.6 | 19 | 2.59 | 29.5 | 1377.6 | 0.17 | 340.8 | 70.6 | 411.4 | 493.9 | 29 | 4 | 41.2 | 1939.4 | 0.25 | 495.9 | 99.1 | 594.9 | 19859564 | 1907.3 | 274.1 | 958272.1 | 55320.4 | 9.6 | 19991219.1 | 2609447.1 | 22600666.2 | 0 | 20.05 | 15.73 | 0 | 35.78 | 21.64 | 17.6 | 0 | 39.24 | 63597140 | 29916212 | 4354493.5 | 77097 | 0 | 0 | 15167854 | 0 | 0 | 2825049.8 | 9279344 | 0 | 1023570.8 | 0 | 3778568.5 | 0 | 0 | 0 | 0 | 27079988 | 11174 | 0 | 2016.2 | 22.2 | 0 | 6463 | 0 | 0 | 1989.7 | 1763 | 0 | 14182.2 | 0 | 1158.4 | 0 | 0 | 0 | 0 | 12318.3 | 0 | 3.2 | 13450.2 | 0 | 0 | 0 | 0 | 0 | 0 | 0
LA | 2024 | 91894180 | 0 | 0 | 520107 | 92414282.1 | 88590572.1 | 89266296.6 | 29459098 | 16557002 | 0.0359 | 0.054 | 0.183 | 4395.44 | 19532.6 | 0.27 | 0.33 | 373.8 | 15 | 2.16 | 41.5 | 1506.9 | 0.35 | 374.8 | 86.5 | 461.3 | 369.8 | 17.6 | 2.51 | 37.9 | 1449.7 | 0.32 | 371 | 81.2 | 452.2 | 414.5 | 20.8 | 3.01 | 39.8 | 1558.3 | 0.33 | 416 | 86.3 | 502.3 | 770.5 | 58.6 | 8.48 | 53.8 | 2433.4 | 0.51 | 774.6 | 126.4 | 901 | 29535310.4 | 1182.3 | 170.3 | 3280509 | 119029.1 | 27.9 | 29617037.6 | 6835192.9 | 36452230.5 | 0 | 30.94 | 0.97 | 0 | 31.9 | 32.75 | 1.04 | 0 | 33.8 | 79368104 | 3147985.5 | 0 | 81759.7 | 0 | 0 | 4917280.5 | 0 | 0 | 1489377.4 | 45619748 | 0 | 962107.1 | 0 | 1016717.2 | 17034924 | 6587580 | 0 | 0 | 1658608.1 | 0 | 0 | 0 | 11.1 | 0 | 2137.2 | 0 | 0 | 1018.1 | 7368.6 | 0 | 779.3 | 0 | 192 | 2132.9 | 4681.3 | 0 | 0 | 710.3 | 0 | 0 | 0 | 0 | 0 | 0 | 0 | 0 | 0 | 0
LA | 2026 | 93768800 | 98669.8 | 0 | 558541.4 | 94426014.2 | 90397815 | 89782182.4 | 34145040 | 16133110 | 0.0359 | 0.054 | 0.183 | 41108.56 | 19959.5 | 0.3 | 0.39 | 347 | 13.7 | 1.93 | 38.5 | 1439.7 | 0.31 | 347.9 | 81.5 | 429.4 | 323.9 | 14.8 | 2.07 | 33.7 | 1313.6 | 0.27 | 324.9 | 72.9 | 397.8 | 374.7 | 14 | 1.93 | 39.8 | 1606 | 0.26 | 375.7 | 87.7 | 463.4 | 725.5 | 54.3 | 7.79 | 50.7 | 2374.9 | 0.44 | 729.2 | 121.6 | 850.8 | 26338429.7 | 1037.7 | 146.4 | 2923321.1 | 109249.2 | 23.4 | 26409330.4 | 6185347 | 32594677.4 | 0 | 29.14 | 8.97 | 0 | 38.11 | 30.86 | 9.72 | 0 | 40.57 | 76242660 | 4643832 | 84749 | 81759.7 | 0 | 0 | 4551921.5 | 0 | 0 | 2124190.8 | 43070132 | 0 | 954131.5 | 0 | 1016235.1 | 17022696 | 4817201.5 | 0 | 0 | 2519641.2 | 0 | 0 | 63.6 | 11.1 | 0 | 2137.2 | 0 | 0 | 1460.8 | 7368.6 | 0 | 779.3 | 0 | 192 | 2132.9 | 4268.8 | 0 | 0 | 1077.3 | 0 | 0 | 254.4 | 0 | 0 | 0 | 0 | 0 | 0 | 0
LA | 2028 | 96098780 | 104849.5 | 0 | 887264.2 | 97090900.1 | 92644052.9 | 89033862 | 53475990 | 26948196 | 0.0359 | 0.054 | 0.183 | 49928.78 | 20342.4 | 0.37 | 0.52 | 287 | 9.3 | 1.26 | 33.9 | 1278.2 | 0.25 | 287.7 | 72 | 359.7 | 228.9 | 8.2 | 1.1 | 26.3 | 1010.3 | 0.19 | 229.4 | 56.4 | 285.9 | 317.1 | 6.3 | 0.65 | 37.3 | 1644.4 | 0.14 | 317.5 | 86.3 | 403.8 | 605.6 | 40.1 | 5.69 | 47.4 | 2157.3 | 0.37 | 608.4 | 111.8 | 720.1 | 20089462.3 | 648.3 | 87.9 | 2373018.3 | 89455.2 | 17.5 | 20132771.9 | 5043552 | 25176323.9 | 0 | 25.18 | 10.54 | 0 | 35.72 | 26.68 | 11.41 | 0 | 38.09 | 70376740 | 8057038.5 | 88057.2 | 81759.7 | 0 | 0 | 2110459.5 | 0 | 0 | 2818966.5 | 38743692 | 0 | 478950.7 | 0 | 995179.4 | 16767443 | 3054154.5 | 0 | 0 | 5238071.5 | 0 | 0 | 63.8 | 11.1 | 0 | 2137.2 | 0 | 0 | 1950.6 | 7368.6 | 0 | 779.3 | 0 | 192 | 2132.9 | 4234.8 | 0 | 0 | 2230.6 | 0 | 0 | 255.3 | 0 | 0 | 0 | 0 | 0 | 0 | 0
LA | 2030 | 98828510 | 346543.5 | 0 | 1297391.6 | 100472445 | 95275668.6 | 87687749.9 | 74881870 | 39268070 | 0.0359 | 0.054 | 0.183 | 60301.97 | 21038.4 | 0.47 | 0.64 | 227 | 7.2 | 0.93 | 26.8 | 1062 | 0.18 | 227.4 | 58.5 | 285.9 | 163.3 | 5.9 | 0.76 | 18.8 | 747.7 | 0.13 | 163.7 | 41.1 | 204.8 | 315.7 | 10.3 | 1.27 | 33.5 | 1509.7 | 0.14 | 316.4 | 78.5 | 394.9 | 553.2 | 37.1 | 5.23 | 42.6 | 1987.7 | 0.32 | 555.7 | 102 | 657.7 | 14573847.4 | 463.1 | 59.2 | 1722632.8 | 68228.7 | 11.4 | 14603818 | 3758952.2 | 18362770.2 | 0 | 23.37 | 12.41 | 0 | 35.78 | 24.8 | 13.49 | 0 | 38.29 | 64613428 | 12784695 | 292930.4 | 0 | 0 | 0 | 1741541.2 | 0 | 0 | 3977545.5 | 31228700 | 0 | 207791.6 | 0 | 953448.1 | 16429134 | 975181.4 | 0 | 0 | 8807149 | 0 | 0 | 203.5 | 0 | 0 | 2137.2 | 0 | 0 | 2761.5 | 7095.3 | 0 | 779.3 | 0 | 192 | 2132.9 | 3653.3 | 0 | 0 | 3723.9 | 0 | 0 | 814.1 | 0 | 0 | 0 | 0 | 0 | 0 | 0
LA | 2035 | 106158770 | 6742717 | 0 | 1247353.2 | 114148840.1 | 102342488 | 88622733.5 | 73924790 | 34621820 | 0.0359 | 0.0539 | 0.183 | 86960.34 | 22984.8 | 0.65 | 0.74 | 147.2 | 4.7 | 0.58 | 17.7 | 704.7 | 0.12 | 147.5 | 38.7 | 186.2 | 117 | 4.3 | 0.55 | 13.6 | 542.7 | 0.09 | 117.2 | 29.8 | 147 | 299 | 12.9 | 1.68 | 29 | 1331.9 | 0.14 | 299.9 | 68.7 | 368.6 | 496.5 | 32.5 | 4.56 | 38.9 | 1818.6 | 0.28 | 498.7 | 93.2 | 591.9 | 10888996.2 | 343.2 | 42.6 | 1309479.6 | 52192.7 | 8.5 | 10910863.5 | 2867149.9 | 13778013.4 | 0 | 20.65 | 16.97 | 0 | 37.63 | 22.57 | 19.52 | 0 | 42.09 | 74568420 | 25526106 | 5753831 | 0 | 0 | 0 | 1368673.6 | 0 | 0 | 4730348.5 | 24449646 | 0 | 105931.6 | 0 | 882993.1 | 16180358 | 300874.3 | 0 | 0 | 20795758 | 0 | 0 | 3172.6 | 0 | 0 | 2137.2 | 0 | 0 | 3363.4 | 7095.3 | 0 | 779.3 | 0 | 192 | 2132.9 | 2173.2 | 0 | 0 | 8723.8 | 0 | 0 | 16574.8 | 0 | 0 | 0 | 0 | 0 | 0 | 0
LA | 2040 | 114637850 | 8066641 | 0 | 1272252.7 | 123976745.5 | 110516832.1 | 91352723.6 | 81673336 | 33946148 | 0.0359 | 0.0539 | 0.183 | 85557.69 | 25262.3 | 0.73 | 0.8 | 111.9 | 3.5 | 0.43 | 13.8 | 538.6 | 0.09 | 112.2 | 29.9 | 142 | 88.4 | 3 | 0.38 | 10.8 | 418.2 | 0.08 | 88.6 | 23.3 | 112 | 275.9 | 14.6 | 1.97 | 24.4 | 1143.7 | 0.13 | 276.9 | 58.5 | 335.4 | 392.7 | 23.6 | 3.28 | 33.1 | 1508.7 | 0.23 | 394.3 | 78.2 | 472.4 | 8418466.4 | 262.3 | 32.5 | 1040344.2 | 40552.2 | 7.2 | 8435141.7 | 2250753.7 | 10685895.4 | 0 | 16.86 | 16.72 | 0 | 33.58 | 18.6 | 19.36 | 0 | 37.96 | 75953350 | 32624022 | 6844645 | 0 | 0 | 0 | 1044745.3 | 0 | 0 | 4872535.5 | 18390226 | 0 | 559158.4 | 0 | 759654.2 | 15515888 | 215016.1 | 0 | 0 | 24265302 | 3486184.5 | 0 | 3705.8 | 0 | 0 | 2137.2 | 0 | 0 | 3570.3 | 7095.3 | 0 | 3860.8 | 0 | 192 | 2132.9 | 2173.2 | 0 | 0 | 10390.9 | 0 | 1082.4 | 19642.3 | 0 | 0 | 0 | 0 | 0 | 0 | 0
LA | 2045 | 122390770 | 10679664 | 0 | 1228397.1 | 134298829.9 | 117991090.4 | 97768190.1 | 80619016 | 29898100 | 0.0359 | 0.0539 | 0.183 | 83695.66 | 27203 | 0.74 | 0.8 | 105.7 | 2.8 | 0.33 | 13.4 | 526.8 | 0.09 | 105.8 | 29.1 | 135 | 85.4 | 2.4 | 0.29 | 10.8 | 420.5 | 0.07 | 85.5 | 23.4 | 108.9 | 219 | 10.6 | 1.41 | 22 | 943.6 | 0.14 | 219.7 | 50.1 | 269.8 | 343.2 | 18.1 | 2.47 | 31.2 | 1404.3 | 0.19 | 344.4 | 73.1 | 417.5 | 8696496.7 | 226.1 | 26.5 | 1107453.3 | 43426.8 | 7.1 | 8710455.4 | 2403515.8 | 11113971.2 | 0 | 15.19 | 16.21 | 0 | 31.4 | 17.02 | 19.04 | 0 | 36.06 | 83294980 | 36530640 | 9089299 | 0 | 0 | 0 | 628185 | 0 | 0 | 4980213 | 20187700 | 0 | 684099.6 | 0 | 701575.5 | 15305821 | 167657.5 | 0 | 0 | 28110724 | 3439704 | 0 | 4710.6 | 0 | 0 | 2137.2 | 0 | 0 | 3758.8 | 7095.3 | 0 | 5177.7 | 0 | 192 | 2132.9 | 2028.9 | 0 | 0 | 12245.6 | 0 | 1084.5 | 26012.1 | 0 | 0 | 0 | 0 | 0 | 0 | 0
LA | 2050 | 129841940 | 7471657.5 | 0 | 1505518.9 | 138819105 | 125174407.5 | 93699348.5 | 97214504 | 38324972 | 0.0359 | 0.0539 | 0.183 | 82500.61 | 28935.7 | 0.66 | 0.75 | 153.3 | 5.5 | 0.7 | 15.7 | 717.2 | 0.07 | 153.6 | 37.1 | 190.7 | 114.2 | 4.2 | 0.54 | 11.8 | 531.4 | 0.05 | 114.4 | 27.6 | 142 | 196.1 | 9.1 | 1.2 | 21.1 | 860.9 | 0.15 | 196.7 | 46.8 | 243.5 | 349.3 | 17.4 | 2.34 | 32.1 | 1470.4 | 0.18 | 350.4 | 76 | 426.4 | 12071723.7 | 434.2 | 54.7 | 1239065.8 | 56540.8 | 5.4 | 12099599.3 | 2925460.3 | 15025059.5 | 0 | 15.51 | 16.24 | 0 | 31.75 | 17.11 | 18.59 | 0 | 35.7 | 79567620 | 45119756 | 6354202 | 0 | 0 | 0 | 2156211.5 | 0 | 0 | 5195300.5 | 23233900 | 0 | 2029281.2 | 0 | 658497.6 | 0 | 15765 | 0 | 0 | 32858720 | 7065736 | 0 | 3607.5 | 0 | 0 | 1881 | 0 | 0 | 4026.7 | 7095.3 | 0 | 12663.6 | 0 | 192 | 0 | 654.7 | 0 | 0 | 14477.5 | 0 | 2203.9 | 17715 | 0 | 0 | 0 | 0 | 0 | 0 | 0
MA | 2024 | 55693416 | 46046.8 | 2070882.8 | 226476.9 | 58036816.6 | 53691158.3 | 49044277.8 | 32382604 | 1813008.4 | 0.0359 | 0.054 | 0.135 | 10231.71 | 13505.7 | 0.48 | 0.67 | 212.8 | 4 | 0.4 | 27.3 | 1114 | 0.1 | 213 | 60.5 | 273.5 | 143.3 | 3.2 | 0.35 | 19.4 | 737 | 0.1 | 143.5 | 41.4 | 184.9 | 306.8 | 7.6 | 0.89 | 35.1 | 1515.1 | 0.16 | 307.3 | 80.3 | 387.6 | 631.8 | 36.8 | 5.18 | 53.9 | 2384.1 | 0.39 | 634.4 | 125 | 759.4 | 5766022.3 | 108.9 | 10.9 | 739093.8 | 30190.1 | 2.8 | 5772249.2 | 1639519.7 | 7411768.9 | 0 | 31.72 | 2.14 | 0 | 33.85 | 33.78 | 2.4 | 0 | 36.18 | 27333878 | 8992539 | 39734.8 | 1301168.5 | 0 | 0 | 0 | 0 | 0 | 3778043.2 | 14313766 | 0 | 17753.6 | 0 | 965337.5 | 0 | 9691.6 | 1693887 | 0 | 1761658.8 | 376101.1 | 3076736 | 54.8 | 275.2 | 0 | 0 | 0 | 0 | 2860.9 | 4826.5 | 0 | 961.6 | 0 | 266.8 | 0 | 1693.2 | 1768 | 0 | 941.3 | 800 | 122 | 109.6 | 17680 | 0 | 0 | 0.24 | 0 | 0.28 | 0
MA | 2026 | 56295692 | 46884.3 | 2090334.4 | 233246.6 | 58666157.4 | 54271790.9 | 46268015.1 | 31193274 | 4602044.5 | 0.0359 | 0.054 | 0.135 | 40866.94 | 13766 | 0.51 | 0.68 | 198.2 | 3.7 | 0.38 | 25.2 | 1037.2 | 0.1 | 198.4 | 56.2 | 254.5 | 136.4 | 2.8 | 0.3 | 18.5 | 708.8 | 0.09 | 136.5 | 39.7 | 176.2 | 262.5 | 5.8 | 0.66 | 30.5 | 1320 | 0.13 | 262.8 | 69.9 | 332.7 | 586.6 | 32 | 4.43 | 51.6 | 2317.3 | 0.33 | 588.8 | 120.7 | 709.5 | 6284935.8 | 118.7 | 11.9 | 799988.2 | 32895.2 | 3 | 6291726.8 | 1781088 | 8072814.8 | 0 | 28.68 | 8.37 | 0 | 37.06 | 30.61 | 9.4 | 0 | 40 | 31965600 | 12398142 | 40556.9 | 1301168.5 | 0 | 0 | 0 | 0 | 0 | 4069996.8 | 15515520 | 0 | 36236.1 | 0 | 964492.1 | 0 | 12244.3 | 1697240.2 | 0 | 1737082.4 | 374072.7 | 6216990.5 | 55.8 | 275.2 | 0 | 0 | 0 | 0 | 3110.3 | 4826.5 | 0 | 945.6 | 0 | 266.8 | 0 | 1677 | 1768 | 0 | 941.3 | 1604 | 122 | 113.4 | 17680 | 0 | 0 | 0.29 | 0 | 0.36 | 0
MA | 2028 | 57324704 | 858267.9 | 2450431.5 | 244066.8 | 60877469.8 | 55263818 | 41689994.3 | 28720410 | 7221357 | 0.0359 | 0.054 | 0.135 | 48205.5 | 14214.8 | 0.61 | 0.72 | 156.6 | 3 | 0.3 | 20 | 819.2 | 0.08 | 156.8 | 44.4 | 201.2 | 119.9 | 2.3 | 0.23 | 16.5 | 628.5 | 0.08 | 120 | 35.2 | 155.3 | 214.8 | 4.2 | 0.44 | 25.4 | 1110.9 | 0.1 | 215 | 58.5 | 273.5 | 530.1 | 25.6 | 3.5 | 49.9 | 2195.8 | 0.31 | 531.8 | 115.4 | 647.2 | 6112689.3 | 115.6 | 11.6 | 780244 | 31966.3 | 3 | 6119315.7 | 1733647.5 | 7852963.1 | 0 | 24.24 | 9.56 | 0 | 33.8 | 26.1 | 10.92 | 0 | 37.02 | 39316330 | 19187476 | 740294 | 1293466.6 | 0 | 0 | 0 | 0 | 0 | 4350095 | 15101877 | 0 | 24533.6 | 0 | 959618.8 | 0 | 21638.6 | 1987423.2 | 0 | 1712848 | 372055.6 | 12752477 | 573.2 | 275.2 | 0 | 0 | 0 | 0 | 3354 | 4826.5 | 0 | 940.7 | 0 | 266.8 | 0 | 1665.8 | 1768 | 0 | 941.3 | 3246 | 122 | 2183.3 | 17680 | 0 | 0 | 0.34 | 0 | 0.48 | 0
MA | 2030 | 58667456 | 1544172.4 | 2677282.2 | 200454.1 | 63089363.3 | 56558310 | 40193715.3 | 25980602 | 4781245 | 0.0359 | 0.054 | 0.135 | 68908.43 | 14813.7 | 0.68 | 0.74 | 128.1 | 2.4 | 0.24 | 16.5 | 670.6 | 0.06 | 128.3 | 36.5 | 164.8 | 108.8 | 2.1 | 0.21 | 14.9 | 569.9 | 0.07 | 108.9 | 31.9 | 140.8 | 179.9 | 3.6 | 0.37 | 21.3 | 926.9 | 0.09 | 180.1 | 48.9 | 229 | 498.1 | 23.1 | 3.11 | 47.5 | 2121.5 | 0.27 | 499.7 | 110.8 | 610.5 | 5317457.3 | 100.5 | 10.1 | 684757.9 | 27824.5 | 2.6 | 5323214.7 | 1514638.5 | 6837853.2 | 0 | 23.41 | 13.48 | 0 | 36.89 | 25.4 | 15.6 | 0 | 41 | 41851416 | 22895648 | 1305935.5 | 1272729 | 0 | 0 | 0 | 0 | 0 | 4709198.5 | 13219668 | 0 | 29033.7 | 0 | 950731.3 | 0 | 15681.6 | 2161989.8 | 0 | 1688952.2 | 370049.2 | 16127448 | 1051.8 | 275.2 | 0 | 0 | 0 | 0 | 3657.8 | 4718.6 | 0 | 933.1 | 0 | 266.8 | 0 | 1277.9 | 1768 | 0 | 941.3 | 4092 | 122 | 4097.8 | 17680 | 0 | 0 | 0.38 | 0 | 0.6 | 0
MA | 2035 | 62468396 | 3208805.5 | 2609243.2 | 178664.6 | 68465108.5 | 60222644.7 | 35529462.9 | 22194702 | 4045424.5 | 0.0359 | 0.0539 | 0.135 | 100931.19 | 16528.6 | 0.79 | 0.8 | 82.9 | 1.6 | 0.16 | 10.9 | 434 | 0.04 | 83 | 23.9 | 106.9 | 85.5 | 1.7 | 0.17 | 11.8 | 447.1 | 0.06 | 85.6 | 25.1 | 110.7 | 155.1 | 3.1 | 0.33 | 18.3 | 798.1 | 0.07 | 155.3 | 42.1 | 197.4 | 453.3 | 18.9 | 2.51 | 45.6 | 1991 | 0.26 | 454.6 | 105 | 559.5 | 4132331.7 | 78.2 | 7.9 | 543983.9 | 21623.1 | 2.1 | 4136816.1 | 1188919.7 | 5325735.8 | 0 | 21.79 | 19.99 | 0 | 41.78 | 23.84 | 23.61 | 0 | 47.45 | 50339124 | 32935644 | 2724942.8 | 1244882.6 | 0 | 0 | 0 | 0 | 0 | 5063979.5 | 10362648 | 0 | 33989.3 | 0 | 931575.2 | 0 | 16826 | 2088614.4 | 0 | 1630660.5 | 364976.1 | 25876030 | 2242 | 275.2 | 0 | 0 | 0 | 0 | 4032.1 | 4622.5 | 0 | 933.1 | 0 | 266.8 | 0 | 1147.3 | 1768 | 0 | 941.3 | 6492 | 122 | 8906.4 | 17680 | 0 | 0 | 0.42 | 0 | 0.65 | 0
MA | 2040 | 67011670 | 3636462.8 | 2551997.2 | 203210.3 | 73403342.8 | 64602610 | 40491566.8 | 25801892 | 2689815.5 | 0.0359 | 0.0539 | 0.135 | 99520.33 | 18350.2 | 0.8 | 0.8 | 81.3 | 1.5 | 0.15 | 10.6 | 425.5 | 0.04 | 81.4 | 23.3 | 104.7 | 85.1 | 1.6 | 0.17 | 11.6 | 445.4 | 0.06 | 85.2 | 24.8 | 110 | 138.9 | 2.8 | 0.29 | 16.4 | 716.3 | 0.06 | 139.1 | 37.7 | 176.8 | 434.1 | 14.4 | 1.83 | 46.9 | 2028.2 | 0.24 | 435.1 | 107.4 | 542.4 | 4045610.5 | 76.5 | 7.7 | 526953.3 | 21171.6 | 2 | 4049994.4 | 1158415 | 5208409.4 | 0 | 21.36 | 20.49 | 0 | 41.85 | 23.37 | 24.22 | 0 | 47.59 | 50292668 | 32911776 | 3106327.5 | 1127495.6 | 0 | 0 | 0 | 0 | 0 | 4953881.5 | 10123081 | 0 | 33247.2 | 0 | 930661.6 | 0 | 13524.4 | 2046555.6 | 0 | 2066638.2 | 363092.9 | 25528164 | 2416.3 | 260.3 | 0 | 0 | 0 | 0 | 4079.1 | 4317.4 | 0 | 929.5 | 0 | 266.8 | 0 | 1147.3 | 1768 | 0 | 1161.7 | 6492 | 119.7 | 10003.4 | 17680 | 0 | 0 | 0.47 | 0 | 0.7 | 0
MA | 2045 | 71292030 | 6142094.5 | 2332117 | 209449.2 | 79975690.5 | 68729047.9 | 46654250.9 | 27307792 | 2461053.2 | 0.0359 | 0.0539 | 0.135 | 97858.58 | 19814 | 0.77 | 0.77 | 92.2 | 1.7 | 0.17 | 11.8 | 483 | 0.04 | 92.3 | 26.2 | 118.5 | 97.3 | 1.9 | 0.19 | 13 | 509.8 | 0.06 | 97.4 | 28.2 | 125.6 | 119.7 | 2.4 | 0.24 | 14.1 | 619.6 | 0.06 | 119.9 | 32.6 | 152.5 | 446.7 | 13.5 | 1.67 | 49.3 | 2135.7 | 0.24 | 447.5 | 113 | 560.5 | 5030037.9 | 94.9 | 9.5 | 643863 | 26346.9 | 2.4 | 5035461.9 | 1429663.5 | 6465125.4 | 0 | 21.22 | 19.96 | 0 | 41.18 | 23.25 | 24.19 | 0 | 47.44 | 55123916 | 33321440 | 5231727.5 | 1146800.5 | 0 | 0 | 0 | 0 | 0 | 4924939.5 | 12584382 | 0 | 13587 | 0 | 942161.2 | 0 | 4738.2 | 1879080.4 | 0 | 2763527.5 | 447107.9 | 25185864 | 4096.6 | 260.3 | 0 | 0 | 0 | 0 | 4181.8 | 4166 | 0 | 1172.8 | 0 | 266.8 | 0 | 587.3 | 1768 | 0 | 1404.8 | 6492 | 124.4 | 17260 | 17680 | 0 | 0 | 0.51 | 0 | 0.75 | 0
MA | 2050 | 75696776 | 6567896.5 | 2688919.5 | 213170.1 | 85166762 | 72975322.8 | 49157792 | 30061574 | 2816350.8 | 0.0359 | 0.0539 | 0.135 | 96499.54 | 21024 | 0.79 | 0.79 | 84.5 | 1.6 | 0.16 | 10.8 | 442.5 | 0.04 | 84.6 | 24 | 108.6 | 91.9 | 1.7 | 0.17 | 12.2 | 482.2 | 0.06 | 92 | 26.6 | 118.6 | 110.9 | 2.1 | 0.22 | 13.1 | 575.2 | 0.05 | 111 | 30.3 | 141.3 | 440.4 | 12 | 1.42 | 49.5 | 2166.8 | 0.22 | 441.1 | 114.1 | 555.2 | 4844875.4 | 91.4 | 9.2 | 620991.1 | 25376.9 | 2.3 | 4850100.5 | 1377860.6 | 6227961 | 0 | 21.07 | 19.43 | 0 | 40.49 | 23.22 | 23.6 | 0 | 46.82 | 57853930 | 36008970 | 5603826.5 | 1114652.8 | 0 | 0 | 0 | 0 | 0 | 4957492.5 | 12007853 | 0 | 54746.1 | 0 | 918092.7 | 0 | 4970.6 | 2140811.2 | 0 | 5778862 | 425219.9 | 24847396 | 4165.4 | 260.3 | 0 | 0 | 0 | 0 | 4328.4 | 3373.1 | 0 | 2430 | 0 | 266.8 | 0 | 587.3 | 1768 | 0 | 2572.8 | 6492 | 117.1 | 17534.8 | 17680 | 0 | 0 | 0.56 | 0 | 0.8 | 0
MD | 2024 | 80840400 | 6402.4 | 0 | 554215 | 81401019.3 | 77934001.7 | 62045318.1 | 46904550 | 18292702 | 0.0359 | 0.054 | 0.146 | 11127.8 | 19077.9 | 0.68 | 0.56 | 131.7 | 4.7 | 0.59 | 16.4 | 623.2 | 0.12 | 132 | 35 | 167 | 226.1 | 12.3 | 1.67 | 22.2 | 930.6 | 0.16 | 226.9 | 50 | 276.9 | 342.2 | 21.1 | 2.96 | 27.7 | 1280.1 | 0.19 | 343.7 | 65.9 | 409.6 | 743.9 | 55.2 | 7.93 | 52.6 | 2433.2 | 0.46 | 747.7 | 125.3 | 873 | 6885815.6 | 246.4 | 31.1 | 858851.4 | 32561.1 | 6.1 | 6901643.7 | 1830824.7 | 8732468.4 | 0 | 32.44 | 2.42 | 0.25 | 35.11 | 34.36 | 2.62 | 0.26 | 37.23 | 52560800 | 19355702 | 5521.7 | 585713 | 0 | 0 | 988518.2 | 0 | 0 | 1980430.2 | 15714440 | 0 | 22570.4 | 0 | 2073820 | 13780397 | 34118.9 | 0 | 0 | 15886600 | 612234.9 | 876435.8 | 7 | 130.8 | 0 | 1758 | 0 | 0 | 1394.7 | 2696.4 | 0 | 1720.9 | 0 | 590 | 1725.8 | 1903.8 | 0 | 0 | 7620.5 | 248 | 190 | 14 | 0 | 0 | 0.7 | 0.36 | 0 | 0 | 0
MD | 2026 | 81311260 | 344407 | 0 | 586228.2 | 82241901.8 | 78387936 | 56261742.7 | 45728120 | 22488208 | 0.0359 | 0.054 | 0.146 | 45352.81 | 19260.5 | 0.73 | 0.61 | 109.9 | 3.6 | 0.45 | 14.1 | 529.5 | 0.1 | 110.1 | 29.9 | 140.1 | 190.8 | 9.4 | 1.25 | 19.9 | 818 | 0.14 | 191.4 | 44.4 | 235.7 | 284.4 | 13.9 | 1.89 | 26.2 | 1190.2 | 0.15 | 285.3 | 61.7 | 347 | 700.6 | 51 | 7.27 | 49.8 | 2368.1 | 0.4 | 704.1 | 120.5 | 824.6 | 6428436.4 | 213.5 | 26.5 | 825981.3 | 30957.4 | 5.8 | 6442022.8 | 1750101.6 | 8192124.4 | 0 | 30.45 | 9.81 | 0.5 | 40.76 | 32.29 | 10.65 | 0.52 | 43.46 | 58829336 | 25980160 | 295042.8 | 583290.2 | 0 | 0 | 783281.1 | 0 | 0 | 2430506 | 15109373 | 0 | 23657.8 | 0 | 2262881.8 | 13765885 | 25770.8 | 0 | 0 | 15664958 | 608933.3 | 7275761.5 | 366.8 | 130.8 | 0 | 1758 | 0 | 0 | 1718.6 | 2696.4 | 0 | 1720.9 | 0 | 643 | 1725.8 | 1903.8 | 0 | 0 | 7620.5 | 2022 | 190 | 733.6 | 0 | 0 | 1.3 | 0.42 | 0 | 0 | 0
MD | 2028 | 82242330 | 357298.4 | 0 | 632794 | 83232421.7 | 79285528.7 | 57219715 | 48883710 | 23166238 | 0.0359 | 0.054 | 0.146 | 59486.31 | 19613.3 | 0.75 | 0.63 | 95.4 | 2.3 | 0.26 | 13.4 | 487 | 0.09 | 95.5 | 27.9 | 123.5 | 168.7 | 7 | 0.91 | 19.1 | 763.4 | 0.13 | 169.1 | 41.9 | 211 | 213.2 | 5 | 0.56 | 24.5 | 1077.7 | 0.1 | 213.5 | 56.6 | 270.1 | 634.1 | 42.9 | 6.07 | 48.4 | 2245.3 | 0.37 | 637 | 115.4 | 752.4 | 5432607 | 132.6 | 15 | 763404.2 | 27730.1 | 5.3 | 5440643.3 | 1591214.7 | 7031858 | 0 | 27.21 | 12.87 | 0.33 | 40.41 | 28.85 | 13.95 | 0.35 | 43.15 | 57336556 | 26012706 | 307171.4 | 575516.2 | 0 | 0 | 253568 | 0 | 0 | 2724103 | 14226957 | 0 | 15448.6 | 0 | 2243431.8 | 13680773 | 20982.8 | 0 | 0 | 15446426 | 605649.6 | 7236528 | 367.3 | 130.8 | 0 | 1758 | 0 | 0 | 1940.6 | 2696.4 | 0 | 1720.9 | 0 | 643 | 1725.8 | 1891.4 | 0 | 0 | 7620.5 | 2022 | 190 | 735.1 | 0 | 0 | 0.8 | 0.48 | 0 | 0 | 0
MD | 2030 | 83572790 | 357284.4 | 0 | 650556.8 | 84580629.5 | 80568163.8 | 58315343.8 | 50758416 | 22868572 | 0.0359 | 0.054 | 0.146 | 72074.43 | 20114.5 | 0.76 | 0.65 | 88.8 | 1.9 | 0.21 | 12.9 | 461 | 0.09 | 89 | 26.6 | 115.6 | 159.8 | 6.7 | 0.87 | 18.2 | 724.1 | 0.13 | 160.2 | 39.8 | 200 | 205.1 | 6.6 | 0.82 | 21.8 | 980.2 | 0.1 | 205.5 | 51.1 | 256.6 | 588.4 | 39.1 | 5.49 | 45.3 | 2141.5 | 0.32 | 591.1 | 109.2 | 700.2 | 4983443.7 | 109.4 | 11.8 | 722023.4 | 25858.1 | 5.1 | 4989931.1 | 1493980.4 | 6483911.5 | 0 | 26.13 | 15.64 | 0.58 | 42.35 | 27.71 | 16.93 | 0.61 | 45.25 | 56505740 | 26265286 | 306872.4 | 565183 | 0 | 0 | 129408.3 | 0 | 0 | 3233408 | 13459074 | 0 | 15098.6 | 0 | 2202277 | 13546498 | 16047.5 | 0 | 0 | 15231994 | 602383.4 | 7197501.5 | 368.7 | 130.8 | 0 | 1758 | 0 | 0 | 2311.7 | 2696.4 | 0 | 1720.9 | 0 | 643 | 1725.8 | 1772.9 | 0 | 0 | 7621 | 2022 | 190 | 740.9 | 0 | 0 | 1.2 | 0.55 | 0 | 0 | 0
MD | 2035 | 87390250 | 672534.8 | 0 | 837878.6 | 88900660.2 | 84248407.8 | 62138412.3 | 61291510 | 28021876 | 0.0359 | 0.054 | 0.146 | 96991.79 | 21566.5 | 0.78 | 0.71 | 78.7 | 1.6 | 0.16 | 11.9 | 414.5 | 0.09 | 78.8 | 24.2 | 103 | 127.9 | 5 | 0.64 | 15.2 | 592.3 | 0.11 | 128.2 | 32.8 | 161.1 | 213.1 | 9.4 | 1.23 | 20.4 | 940.4 | 0.1 | 213.7 | 48.5 | 262.2 | 543.7 | 34.5 | 4.84 | 43.5 | 2021.2 | 0.3 | 546.1 | 103.8 | 649.9 | 4323603.1 | 85.5 | 8.8 | 652435.9 | 22779.9 | 4.7 | 4328553.6 | 1332573.5 | 5661127.1 | 0 | 23.95 | 21.17 | 0 | 45.12 | 25.43 | 23.02 | 0 | 48.45 | 55424744 | 26762248 | 566296.3 | 546741 | 0 | 0 | 32523.5 | 0 | 0 | 3742359.2 | 11933199 | 0 | 12071.1 | 0 | 2123020.8 | 13437373 | 11267.8 | 0 | 0 | 15324733 | 594294.8 | 7100861 | 571.5 | 130.8 | 0 | 1758 | 0 | 0 | 2732.3 | 2696.4 | 0 | 1720.9 | 0 | 643 | 1725.8 | 1765.3 | 0 | 0 | 7885.3 | 2022 | 190 | 1566 | 0 | 0 | 0 | 0.57 | 0 | 0 | 0
MD | 2040 | 92185690 | 1836419.2 | 0 | 966324.6 | 94988431.7 | 88871472 | 69138531.6 | 73221500 | 32376294 | 0.0359 | 0.0539 | 0.146 | 96008.48 | 23206 | 0.8 | 0.74 | 71.6 | 1.4 | 0.14 | 11.1 | 379.2 | 0.08 | 71.7 | 22.4 | 94.1 | 110.8 | 3.5 | 0.43 | 14 | 537.8 | 0.09 | 111.1 | 30.1 | 141.1 | 222.6 | 10.6 | 1.41 | 20.6 | 958.9 | 0.1 | 223.3 | 49.2 | 272.5 | 491.9 | 28.1 | 3.88 | 42.3 | 1937.4 | 0.27 | 493.8 | 100.1 | 593.9 | 3824770.9 | 73.1 | 7.4 | 593401.1 | 20250.1 | 4.5 | 3828973.9 | 1198080.5 | 5027054.4 | 0 | 22 | 21.18 | 0 | 43.18 | 23.5 | 23.35 | 0 | 46.85 | 53906260 | 25849900 | 1578568.1 | 520447.6 | 0 | 0 | 6208 | 0 | 0 | 3626082 | 10649776 | 0 | 8170 | 0 | 2018448.4 | 13259903 | 14838.2 | 0 | 0 | 14849310 | 368995.7 | 7005512 | 1247.5 | 130.8 | 0 | 1758 | 0 | 0 | 2741.1 | 2696.4 | 0 | 1720.9 | 0 | 643 | 1725.8 | 1752.7 | 0 | 0 | 7907.4 | 2022 | 120 | 4269.9 | 0 | 0 | 0 | 0.57 | 0 | 0 | 0
MD | 2045 | 96246904 | 5093209 | 0 | 1039948.2 | 102380063.3 | 92786686.3 | 77462337.4 | 79892056 | 34197470 | 0.0359 | 0.0539 | 0.146 | 96420.43 | 24483.4 | 0.8 | 0.74 | 73.7 | 1.4 | 0.14 | 11.2 | 390.8 | 0.08 | 73.8 | 22.9 | 96.7 | 108.5 | 3.1 | 0.37 | 13.9 | 537 | 0.09 | 108.7 | 30 | 138.7 | 221.4 | 8.5 | 1.09 | 22.4 | 1017.5 | 0.1 | 222 | 52.7 | 274.7 | 481.6 | 26.3 | 3.6 | 44.2 | 1943.8 | 0.26 | 483.3 | 102.2 | 585.5 | 4114661.6 | 78.1 | 7.9 | 628090.1 | 21813.6 | 4.6 | 4119133.3 | 1279392.6 | 5398525.9 | 0 | 21.72 | 20.52 | 0 | 42.25 | 23.46 | 23.38 | 0 | 46.84 | 56436620 | 24917726 | 4358557.5 | 525072 | 0 | 0 | 4459.3 | 0 | 0 | 3539628.8 | 11021201 | 0 | 244122.6 | 0 | 2040296 | 13322346 | 2840.8 | 0 | 0 | 14264893 | 201759.6 | 6911445.5 | 3104.8 | 130.8 | 0 | 1453 | 0 | 0 | 2767.4 | 2696.4 | 0 | 3660.3 | 0 | 643 | 1725.8 | 1748.1 | 0 | 0 | 7858.2 | 2022 | 58.5 | 12419 | 0 | 0 | 0 | 0.57 | 0 | 0 | 0
MD | 2050 | 100064280 | 5583132 | 0 | 1043610.7 | 106691022.2 | 96466788 | 81479210.6 | 81173710 | 33555164 | 0.0359 | 0.0539 | 0.146 | 94822.5 | 25546.3 | 0.78 | 0.72 | 83.1 | 1.6 | 0.16 | 12.2 | 439.5 | 0.08 | 83.2 | 25.4 | 108.5 | 117.2 | 2.6 | 0.29 | 15.4 | 603.3 | 0.09 | 117.4 | 33.4 | 150.8 | 217 | 6.6 | 0.8 | 23.6 | 1052.5 | 0.1 | 217.4 | 55 | 272.4 | 487.5 | 22.6 | 3.02 | 46.9 | 2105.1 | 0.25 | 489 | 109.7 | 598.7 | 4832925.5 | 91.9 | 9.2 | 712275.9 | 25566.8 | 4.9 | 4838188.2 | 1475506 | 6313694.3 | 0 | 22.5 | 20.2 | 0.74 | 43.45 | 24.37 | 23.09 | 0.8 | 48.26 | 58813644 | 25211812 | 4735272.5 | 522660.1 | 0 | 0 | 7461.3 | 0 | 0 | 3529763.2 | 12349960 | 0 | 688968.6 | 0 | 2030279 | 13267221 | 8.5 | 0 | 0 | 14754336 | 109066.2 | 6818646.5 | 3415.7 | 130.8 | 0 | 1453 | 0 | 0 | 2843.6 | 2696.4 | 0 | 4877.9 | 0 | 643 | 1725.8 | 600.9 | 0 | 0 | 8164.3 | 2022 | 28.5 | 13781.6 | 0 | 0 | 1.8 | 0.57 | 0 | 0 | 0
ME | 2024 | 13774682 | 51443.9 | 0 | 17850.8 | 13843976.1 | 13279382.9 | 9689891.4 | 2606175.5 | 291928.4 | 0.036 | 0.054 | 0.135 | 9933.05 | 1976.4 | 0.92 | 0.93 | 34.1 | 0.6 | 0.06 | 10.9 | 186.4 | 0.05 | 34.1 | 16.4 | 50.6 | 32 | 0.9 | 0.1 | 10.7 | 169.2 | 0.06 | 32.1 | 15.8 | 47.8 | 223.7 | 5.5 | 0.65 | 25.5 | 1104.5 | 0.11 | 224 | 58.5 | 282.5 | 615.5 | 35.4 | 4.97 | 52.8 | 2353 | 0.36 | 618 | 123 | 740.9 | 392938.3 | 7.4 | 0.7 | 124781.8 | 2148.4 | 0.5 | 393361.2 | 188949.5 | 582310.8 | 0 | 31.33 | 1.6 | 0 | 32.93 | 33.17 | 1.71 | 0 | 34.88 | 11526879 | 4154084.8 | 44138.2 | 1726818.2 | 0 | 1209990.5 | 0 | 0 | 0 | 154339.2 | 935841.9 | 0 | 0 | 0 | 3455981.5 | 0 | 23.8 | 0 | 0 | 724163.6 | 3229017 | 46564.7 | 61.3 | 240 | 0 | 0 | 0 | 0 | 116.4 | 1282.8 | 0 | 178 | 0 | 728 | 0 | 24 | 0 | 0 | 391.5 | 12 | 1009.5 | 122.6 | 0 | 0 | 0 | 0.49 | 0 | 0 | 0
ME | 2026 | 13873704 | 49912.4 | 0 | 17074.9 | 13940691.5 | 13374845.7 | 9762203.6 | 2416579.2 | 354452 | 0.036 | 0.054 | 0.135 | 40126.13 | 2010.2 | 0.9 | 0.91 | 42.7 | 0.8 | 0.08 | 11.7 | 231 | 0.05 | 42.7 | 18.6 | 61.3 | 38.4 | 0.8 | 0.09 | 11.4 | 206.9 | 0.06 | 38.4 | 17.6 | 56.1 | 185.6 | 4.1 | 0.47 | 21.6 | 933 | 0.09 | 185.9 | 49.4 | 235.3 | 570.5 | 30.5 | 4.2 | 50.7 | 2288.3 | 0.31 | 572.5 | 118.9 | 691.5 | 506552 | 9.5 | 1 | 138203.8 | 2742.6 | 0.6 | 507097.2 | 220089.9 | 727187.1 | 0 | 28.34 | 6.48 | 0 | 34.82 | 30.01 | 6.94 | 0 | 36.95 | 11873902 | 4178487.5 | 42667.5 | 1726818.2 | 0 | 1266710.1 | 0 | 0 | 0 | 206525.6 | 1205355.8 | 0 | 0 | 0 | 3453850.8 | 0 | 11.9 | 0 | 0 | 714060.8 | 3211588 | 46313.6 | 61.3 | 240 | 0 | 0 | 0 | 0 | 156.1 | 1282.8 | 0 | 178 | 0 | 728 | 0 | 24 | 0 | 0 | 391.5 | 12 | 1009.5 | 122.6 | 0 | 0 | 0 | 0.58 | 0 | 0 | 0
ME | 2028 | 14396341 | 47447.1 | 0 | 18815.3 | 14462602.9 | 13878693.3 | 10246270.4 | 2794423.8 | 256544.9 | 0.036 | 0.054 | 0.135 | 47331.65 | 2066 | 0.89 | 0.91 | 46 | 0.9 | 0.09 | 12 | 248.2 | 0.05 | 46 | 19.4 | 65.5 | 40.1 | 0.8 | 0.08 | 11.7 | 219.1 | 0.06 | 40.2 | 18.2 | 58.4 | 145.3 | 2.8 | 0.29 | 17.2 | 752.1 | 0.07 | 145.5 | 39.6 | 185.1 | 510.9 | 23.6 | 3.19 | 49 | 2165.6 | 0.29 | 512.5 | 113.7 | 626.2 | 547654.2 | 10.3 | 1 | 142967.9 | 2957.3 | 0.6 | 548243.6 | 231259.1 | 779502.7 | 0 | 24.11 | 7.65 | 0 | 31.76 | 25.53 | 8.19 | 0 | 33.72 | 11916413 | 4216332.5 | 40123.5 | 1725303.4 | 0 | 1190421 | 0 | 0 | 0 | 271884.7 | 1302798.4 | 0 | 0 | 0 | 3441410.5 | 0 | 23.8 | 0 | 0 | 704099 | 3194285 | 46063.9 | 61.4 | 240 | 0 | 0 | 0 | 0 | 205.9 | 1282.8 | 0 | 178 | 0 | 728 | 0 | 24 | 0 | 0 | 391.5 | 12 | 1009.5 | 123.2 | 0 | 0 | 0 | 0.64 | 0 | 0 | 0
ME | 2030 | 14451133 | 428720.8 | 0 | 17776.9 | 14897629.6 | 13931516.8 | 9980654.4 | 2500781.5 | 386443.6 | 0.036 | 0.054 | 0.135 | 67659.3 | 2163.9 | 0.93 | 0.94 | 28.3 | 0.5 | 0.05 | 9.5 | 155.6 | 0.04 | 28.4 | 14.1 | 42.5 | 26.1 | 0.5 | 0.05 | 9.7 | 145.2 | 0.05 | 26.1 | 14.1 | 40.2 | 128.4 | 2.5 | 0.27 | 15.2 | 662 | 0.06 | 128.6 | 34.9 | 163.5 | 470.2 | 20.5 | 2.72 | 46.6 | 2055.1 | 0.25 | 471.6 | 107.9 | 579.5 | 362313.7 | 6.8 | 0.7 | 120967.7 | 1987.7 | 0.5 | 362704 | 180342.9 | 543046.8 | 0 | 23.21 | 10.86 | 0 | 34.07 | 24.77 | 11.94 | 0 | 36.71 | 12780864 | 4916975 | 362029.4 | 1721537.2 | 0 | 1436342.8 | 0 | 0 | 0 | 351875.6 | 861901 | 0 | 0 | 0 | 3481947.2 | 0 | 130.9 | 0 | 0 | 750802.8 | 3177058 | 637238.7 | 361.1 | 240 | 0 | 0 | 0 | 0 | 267.1 | 1282.8 | 0 | 178 | 0 | 743 | 0 | 24 | 0 | 0 | 419.7 | 156 | 1009.5 | 1160.2 | 0 | 0 | 0 | 0.72 | 0 | 0 | 0
ME | 2035 | 15151562 | 417628.4 | 0 | 27433.5 | 15596623.1 | 14606770 | 10583127.7 | 4351537 | 95002.6 | 0.0359 | 0.054 | 0.135 | 93525.82 | 2462.2 | 0.95 | 0.95 | 22 | 0.4 | 0.04 | 4.1 | 116.7 | 0.02 | 22 | 7.6 | 29.6 | 20.1 | 0.4 | 0.04 | 5.1 | 109.8 | 0.04 | 20.1 | 8.3 | 28.5 | 122.5 | 2.5 | 0.26 | 14.5 | 630.8 | 0.06 | 122.7 | 33.3 | 156 | 439.9 | 17.9 | 2.36 | 44.7 | 1953 | 0.25 | 441.1 | 103 | 544.1 | 249124.7 | 4.7 | 0.5 | 46496.7 | 1322 | 0.2 | 249393.6 | 85944.3 | 335337.9 | 0 | 21.91 | 15.86 | 0 | 37.77 | 23.36 | 17.44 | 0 | 40.8 | 11325909 | 5013495.5 | 357696 | 452692.6 | 0 | 1471432.9 | 0 | 0 | 0 | 525666 | 587090.7 | 0 | 3554.5 | 0 | 3439589.5 | 0 | 357 | 0 | 0 | 724852.5 | 3134389.5 | 628587.2 | 320.4 | 68.3 | 0 | 0 | 0 | 0 | 402.9 | 1282.8 | 0 | 278.6 | 0 | 743 | 0 | 24 | 0 | 0 | 419.7 | 156 | 1009.5 | 1080.3 | 0 | 0 | 0 | 0.72 | 0 | 0 | 0
ME | 2040 | 16152814 | 587062.1 | 0 | 34159.9 | 16774035.7 | 15572024.8 | 11729607.9 | 5463635 | 69284.7 | 0.0359 | 0.054 | 0.135 | 92246.33 | 2773 | 0.94 | 0.95 | 25.2 | 0.5 | 0.05 | 3.6 | 132.3 | 0.01 | 25.2 | 7.5 | 32.7 | 24.1 | 0.5 | 0.05 | 4.9 | 130.1 | 0.04 | 24.1 | 8.8 | 32.9 | 128.2 | 2.6 | 0.27 | 15.1 | 661.3 | 0.06 | 128.4 | 34.9 | 163.2 | 423.3 | 13.7 | 1.72 | 46.2 | 1993.7 | 0.23 | 424.1 | 105.6 | 529.8 | 286006.1 | 5.4 | 0.5 | 40318.5 | 1503.2 | 0.2 | 286314 | 85156 | 371470 | 0 | 21.47 | 16.23 | 0 | 37.7 | 22.96 | 18.03 | 0 | 40.99 | 11358144 | 5044428 | 502247.2 | 171290.1 | 0 | 1529960.1 | 0 | 0 | 0 | 636389.6 | 671375.7 | 0 | 6614.8 | 0 | 3432180.5 | 0 | 47.6 | 0 | 0 | 699835.2 | 3087962.2 | 620240.8 | 383.6 | 30.3 | 0 | 0 | 0 | 0 | 497.1 | 1282.8 | 0 | 278.6 | 0 | 743 | 0 | 24 | 0 | 0 | 419.7 | 156 | 918 | 1539.1 | 0 | 0 | 0 | 0.72 | 0 | 0 | 0
ME | 2045 | 17108314 | 424831.8 | 0 | 31061.7 | 17564207.2 | 16493155.2 | 11435730.7 | 4837995 | 192413.4 | 0.0359 | 0.054 | 0.135 | 91899.26 | 3018.2 | 0.9 | 0.92 | 40.6 | 0.8 | 0.08 | 5.3 | 212.9 | 0.02 | 40.6 | 11.7 | 52.3 | 37.3 | 0.7 | 0.07 | 6.1 | 198.5 | 0.04 | 37.4 | 12 | 49.4 | 132.2 | 2.6 | 0.27 | 15.6 | 684.4 | 0.06 | 132.3 | 36 | 168.3 | 437.4 | 13 | 1.61 | 48.6 | 2099.2 | 0.23 | 438.2 | 111.2 | 549.5 | 523652.9 | 9.9 | 1 | 68454.4 | 2746 | 0.3 | 524216.5 | 150355.5 | 674572 | 0 | 21.47 | 16.69 | 0 | 38.16 | 22.87 | 18.34 | 0 | 41.21 | 12898346 | 6128476.5 | 358483.2 | 174383.6 | 0 | 1533334.5 | 0 | 0 | 0 | 736040 | 1241244.5 | 0 | 2272.6 | 0 | 3460127.5 | 0 | 23.8 | 0 | 0 | 1178978.9 | 3601544.8 | 611912.7 | 216.9 | 30.3 | 0 | 0 | 0 | 0 | 585.9 | 1282.8 | 0 | 362.5 | 0 | 743 | 0 | 24 | 0 | 0 | 657.8 | 156 | 1009.5 | 1381.8 | 0 | 0 | 0 | 0.72 | 0 | 0 | 0
ME | 2050 | 18096518 | 1089293.1 | 0 | 23686.8 | 19209498.9 | 17445791.5 | 9860587.3 | 2967681 | 875567.1 | 0.0359 | 0.054 | 0.135 | 88873.77 | 3215.6 | 0.9 | 0.9 | 42.8 | 0.8 | 0.08 | 5.4 | 224 | 0.02 | 42.8 | 12.1 | 54.9 | 42.3 | 0.8 | 0.08 | 6 | 222.9 | 0.03 | 42.3 | 12.7 | 55 | 135.1 | 2.6 | 0.27 | 16 | 701.2 | 0.06 | 135.2 | 36.9 | 172.1 | 422.5 | 11.2 | 1.31 | 48.3 | 2091.5 | 0.21 | 423.2 | 110.7 | 533.9 | 731662.7 | 13.8 | 1.4 | 92839.3 | 3833.5 | 0.3 | 732450.1 | 207173.3 | 939623.4 | 0 | 21.07 | 15.58 | 0 | 36.65 | 22.71 | 17.71 | 0 | 40.43 | 17113828 | 9348912 | 924341.2 | 168993.1 | 0 | 1532456.4 | 0 | 0 | 0 | 815297.6 | 1731983.6 | 0 | 4907.2 | 0 | 3402234.5 | 0 | 0 | 0 | 0 | 2249455 | 5681699 | 602460.2 | 651.4 | 30.3 | 0 | 0 | 0 | 0 | 665.6 | 1282.8 | 0 | 362.5 | 0 | 743 | 0 | 24 | 0 | 0 | 1157 | 156 | 1418.6 | 3119.7 | 0 | 0 | 0 | 0.72 | 0 | 0 | 0
MI | 2024 | 108993980 | 806.2 | 1502663 | 334070.6 | 110831522.4 | 105076180.9 | 97610462.9 | 21746790 | 26307906 | 0.0359 | 0.0539 | 0.1797 | 24592.92 | 26791.7 | 0.4 | 0.39 | 442.1 | 38.1 | 5.48 | 28.3 | 1338.3 | 0.29 | 444.8 | 68.3 | 513 | 470.2 | 41.1 | 5.9 | 29.5 | 1407.3 | 0.3 | 473.1 | 71.6 | 544.6 | 343.9 | 8.8 | 1.02 | 38.8 | 1711.3 | 0.16 | 344.4 | 89.8 | 434.2 | 793.5 | 63 | 9.1 | 52.3 | 2463.1 | 0.49 | 797.9 | 125.8 | 923.8 | 50731005.1 | 4375.6 | 628 | 3250612.2 | 153592.8 | 32.8 | 51032853.1 | 7836623.1 | 58869476.2 | 0 | 31.56 | 5.53 | 0 | 37.09 | 33.5 | 6.08 | 0 | 39.57 | 115437270 | 13221059 | 678.8 | 2048942.8 | 0 | 1680363.8 | 33172444 | 0 | 0 | 297623 | 32590598 | 0 | 2175620.8 | 0 | 1116696.8 | 26501848 | 1714965.2 | 1214052.9 | 0 | 2450471 | 10472965 | 0 | 1 | 333.3 | 0 | 5982.5 | 0 | 0 | 218.6 | 6810.4 | 0 | 4145 | 0 | 279.6 | 3318 | 2411.4 | 2235 | 0 | 1165.5 | 0 | 3240.6 | 2 | 22350 | 0 | 0 | 0.13 | 0 | 0 | 0
MI | 2026 | 110893464 | 34114.7 | 2116488 | 311525.1 | 113355603.8 | 106907396.8 | 99946553.8 | 18634148 | 26340080 | 0.0359 | 0.0539 | 0.1797 | 50241.84 | 27353.5 | 0.37 | 0.37 | 365.7 | 25.4 | 3.58 | 29.3 | 1304.4 | 0.24 | 367.5 | 68.2 | 435.7 | 392.5 | 27.9 | 3.94 | 30.7 | 1380.2 | 0.25 | 394.4 | 71.9 | 466.3 | 332.8 | 8 | 0.9 | 37.9 | 1675.7 | 0.15 | 333.3 | 87.9 | 421.2 | 749.7 | 59 | 8.46 | 49.4 | 2389.6 | 0.43 | 753.8 | 120.7 | 874.5 | 44027173.1 | 3060.4 | 430.9 | 3524972.7 | 157073.6 | 28.5 | 44236009.2 | 8213535.9 | 52449545.1 | 0 | 29.7 | 11.27 | 0 | 40.97 | 31.57 | 12.45 | 0 | 44.02 | 121144936 | 13409050 | 28712.3 | 2048806.4 | 0 | 586552.7 | 21679692 | 0 | 0 | 574810.3 | 51384716 | 0 | 1310463.8 | 0 | 1116342.1 | 26494382 | 1349593.2 | 1736614.4 | 0 | 2417753 | 10416487 | 0 | 43 | 333.3 | 0 | 4437 | 0 | 0 | 421.7 | 9690.8 | 0 | 4090 | 0 | 279.6 | 3318 | 2391.9 | 2235 | 0 | 1166.2 | 0 | 3240.6 | 86.7 | 22350 | 0 | 0 | 0.13 | 0 | 0 | 0
MI | 2028 | 113399100 | 178639.7 | 2928642.8 | 403293.6 | 116909679.6 | 109322968.1 | 102577502.3 | 23330534 | 30576224 | 0.0359 | 0.0539 | 0.1797 | 61113.1 | 27739.9 | 0.4 | 0.41 | 320.8 | 19.6 | 2.72 | 28.4 | 1230.6 | 0.21 | 322.1 | 65.1 | 387.3 | 333.5 | 20.7 | 2.88 | 29.2 | 1268.5 | 0.22 | 334.9 | 67.1 | 401.9 | 325.4 | 6.2 | 0.62 | 38.4 | 1699.1 | 0.14 | 325.8 | 89.1 | 414.9 | 667.4 | 48.6 | 6.93 | 47.8 | 2252.1 | 0.39 | 670.8 | 115 | 785.8 | 39590182.2 | 2412.1 | 335.2 | 3508981.2 | 151945.2 | 26 | 39753559.6 | 8044050.5 | 47797610.1 | 0 | 26.05 | 13.29 | 0 | 39.35 | 27.83 | 14.79 | 0 | 42.62 | 124276660 | 14332178 | 151853.9 | 2040278.4 | 0 | 3221663.8 | 16185565 | 0 | 0 | 1137355.2 | 56054056 | 0 | 1140650.5 | 0 | 1073474.8 | 26386752 | 1268740.6 | 2421449.8 | 0 | 2524978 | 10669844 | 0 | 135.1 | 333.3 | 0 | 4437 | 0 | 0 | 833.7 | 10672.9 | 0 | 4064 | 0 | 279.6 | 3318 | 2391.9 | 2235 | 0 | 1229.7 | 0 | 3316.1 | 436.3 | 22350 | 0 | 0 | 0.13 | 0 | 0 | 0
MI | 2030 | 116321940 | 975566.8 | 2779089 | 484254.3 | 120560840.2 | 112140750 | 102188002.2 | 31273004 | 32337540 | 0.0359 | 0.0539 | 0.1797 | 74695.41 | 28848.9 | 0.44 | 0.46 | 269 | 14 | 1.9 | 26.3 | 1116.7 | 0.18 | 270 | 59.6 | 329.6 | 269.8 | 14.2 | 1.94 | 26.3 | 1113.4 | 0.18 | 270.8 | 59.5 | 330.3 | 328.7 | 9 | 1.05 | 36.4 | 1624.9 | 0.15 | 329.2 | 84.9 | 414.1 | 620.5 | 44.6 | 6.31 | 44.6 | 2148 | 0.34 | 623.6 | 108.7 | 732.3 | 32505390.3 | 1688.3 | 229.1 | 3180435.5 | 134986.8 | 21.5 | 32618240.5 | 7208907.2 | 39827147.6 | 0 | 24.67 | 15.64 | 0 | 40.31 | 26.48 | 17.46 | 0 | 43.94 | 121723816 | 18372838 | 829467.1 | 1889525.2 | 0 | 3146304.5 | 10532470 | 0 | 0 | 2081830.2 | 56346636 | 0 | 574796.6 | 0 | 1006980.9 | 26133804 | 667409.3 | 2223583.5 | 0 | 2909568 | 13381440 | 0 | 738.5 | 315.6 | 0 | 3167 | 0 | 0 | 1527.2 | 11322.3 | 0 | 3971.8 | 0 | 279.6 | 3318 | 2063.1 | 2235 | 0 | 1414.8 | 0 | 4009.4 | 2455.2 | 22350 | 0 | 0 | 0.13 | 0 | 0 | 0
MI | 2035 | 124043920 | 1889351.4 | 3037061 | 499562.9 | 129469888.5 | 119585221.9 | 102772114.4 | 19441198 | 45738736 | 0.0359 | 0.0539 | 0.1797 | 86717.4 | 31883.7 | 0.4 | 0.41 | 245.6 | 8.7 | 1.1 | 27.2 | 1152.4 | 0.15 | 246.1 | 61.5 | 307.7 | 252.3 | 9.2 | 1.17 | 27.6 | 1176.3 | 0.15 | 252.9 | 62.7 | 315.6 | 343.2 | 10.9 | 1.34 | 36.7 | 1643.7 | 0.16 | 343.8 | 85.7 | 429.5 | 564.7 | 38.5 | 5.43 | 42.6 | 2017 | 0.31 | 567.3 | 102.8 | 670.1 | 38013308 | 1346.9 | 170 | 4209273.2 | 178510.8 | 23 | 38099858.3 | 9535178 | 47635036.2 | 0 | 22.05 | 17.87 | 0 | 39.92 | 23.77 | 20.07 | 0 | 43.84 | 156059260 | 26697774 | 1612166.8 | 1489418.5 | 0 | 3549533.5 | 6210839.5 | 0 | 0 | 4446880.5 | 86450456 | 0 | 370455.6 | 0 | 953812.8 | 25852374 | 391363 | 2481067.2 | 0 | 3223064.2 | 19027830 | 0 | 1312.8 | 265.3 | 0 | 3167 | 0 | 0 | 3287 | 16794.6 | 0 | 4102.8 | 0 | 279.6 | 3318 | 2046.3 | 2235 | 0 | 1594.2 | 0 | 5532.5 | 5068.8 | 22350 | 0 | 0 | 0.13 | 0 | 0 | 0
MI | 2040 | 132716184 | 3373350.5 | 3780289.2 | 570505.3 | 140440337.6 | 127945815.3 | 105313816 | 26327130 | 48345280 | 0.0359 | 0.0539 | 0.1796 | 85125.27 | 35028.7 | 0.44 | 0.46 | 226.2 | 7.4 | 0.92 | 25.5 | 1080.7 | 0.14 | 226.7 | 57.8 | 284.5 | 229.2 | 7.7 | 0.96 | 25.7 | 1088.8 | 0.14 | 229.7 | 58.1 | 287.8 | 350.8 | 14.8 | 1.96 | 34.4 | 1551.2 | 0.18 | 351.8 | 80.6 | 432.4 | 494.4 | 29.7 | 4.14 | 41 | 1892 | 0.27 | 496.4 | 97.4 | 593.8 | 36495404.8 | 1186 | 147 | 4123139.5 | 174501.1 | 22.2 | 36570875 | 9329334 | 45900209 | 0 | 19.53 | 16.73 | 0 | 36.26 | 21.29 | 19.01 | 0 | 40.3 | 162747490 | 35126520 | 2889457 | 890805.8 | 0 | 3187669.2 | 4898216.5 | 0 | 0 | 4937220 | 85309980 | 0 | 670355.8 | 0 | 888074.1 | 25337036 | 485925.2 | 3063443.5 | 0 | 4725876.5 | 25463426 | 0 | 2084.4 | 192.3 | 0 | 3167 | 0 | 0 | 3752.2 | 16794.6 | 0 | 4826 | 0 | 279.6 | 3318 | 2003.6 | 2235 | 0 | 2281.2 | 0 | 7180.5 | 9005.2 | 22350 | 0 | 0 | 0.12 | 0 | 0 | 0
MI | 2045 | 140120160 | 6074031.5 | 4010700.5 | 656398.4 | 150861292.1 | 135083627.9 | 99116346.4 | 27112816 | 60515104 | 0.0359 | 0.0539 | 0.1797 | 85971.95 | 37473.2 | 0.49 | 0.49 | 211.7 | 7 | 0.88 | 23.8 | 1002 | 0.13 | 212.1 | 53.7 | 265.8 | 220.8 | 7.4 | 0.94 | 24.6 | 1040 | 0.13 | 221.2 | 55.6 | 276.9 | 345.5 | 12.5 | 1.6 | 35.9 | 1591.2 | 0.18 | 346.3 | 83.4 | 429.7 | 501.4 | 30.1 | 4.19 | 41.8 | 1922 | 0.27 | 503.5 | 99.1 | 602.6 | 38670806.3 | 1274.4 | 159.6 | 4350839.6 | 183286.2 | 23.9 | 38752363.7 | 9819303.1 | 48571666.8 | 0 | 18.66 | 16.67 | 0 | 35.34 | 20.47 | 19.26 | 0 | 39.73 | 184686640 | 51744944 | 5174420.5 | 889429.2 | 0 | 3191491.8 | 5282825 | 0 | 0 | 5463229.5 | 84250136 | 0 | 3834504.8 | 0 | 873448.6 | 25266572 | 981656.8 | 3197202.8 | 0 | 7693211 | 38588504 | 0 | 3472.7 | 192.3 | 0 | 3167 | 0 | 0 | 4256.6 | 14918.6 | 0 | 8650.4 | 0 | 279.6 | 3318 | 2002.6 | 2235 | 0 | 3590.9 | 0 | 10214.8 | 16641.8 | 22350 | 0 | 0 | 0.12 | 0 | 0 | 0
MI | 2050 | 146848980 | 6303967 | 4631043.5 | 710127.7 | 158494109.4 | 141570481.6 | 98967614 | 28975062 | 64986924 | 0.0359 | 0.0539 | 0.1796 | 84759.84 | 39405.8 | 0.51 | 0.5 | 195.3 | 3.8 | 0.39 | 24.4 | 1013 | 0.12 | 195.5 | 54.6 | 250.1 | 206 | 4 | 0.42 | 25.6 | 1067.5 | 0.12 | 206.2 | 57.4 | 263.7 | 334.7 | 12.8 | 1.67 | 34.4 | 1512.6 | 0.18 | 335.5 | 79.5 | 415 | 463.9 | 21.1 | 2.84 | 44.9 | 1977.8 | 0.26 | 465.3 | 103.9 | 569.2 | 37659776.1 | 725 | 75.2 | 4702929.6 | 195353.3 | 22.7 | 37701920.6 | 10530662.6 | 48232583.3 | 0 | 18.52 | 16.37 | 0 | 34.89 | 20.38 | 18.94 | 0 | 39.33 | 194990460 | 59526496 | 5381576.5 | 871743.7 | 0 | 3191438 | 10763.3 | 0 | 0 | 6102177 | 83381530 | 0 | 12264457 | 0 | 857351.2 | 25096020 | 708516 | 3700586.8 | 0 | 14104614 | 39319704 | 0 | 3517.7 | 192.3 | 0 | 101 | 0 | 0 | 4856.9 | 14790.6 | 0 | 13767.5 | 0 | 279.6 | 3318 | 1424.8 | 2235 | 0 | 6271.3 | 0 | 10373.4 | 16507.4 | 22350 | 0 | 0 | 0.11 | 0 | 0 | 0
MN | 2024 | 76382800 | 13434.6 | 0 | 857947.9 | 77254178.7 | 73636217.9 | 37793689.7 | 62358764 | 68735260 | 0.0359 | 0.054 | 0.183 | 7769.17 | 15918.4 | 0.73 | 0.73 | 234.7 | 23.9 | 3.45 | 11.9 | 615 | 0.15 | 236.4 | 30.2 | 266.6 | 253.3 | 26.3 | 3.8 | 11.9 | 647.1 | 0.15 | 255.2 | 31.3 | 286.4 | 246.5 | 20.8 | 2.98 | 14.7 | 763.4 | 0.13 | 247.9 | 37.5 | 285.4 | 761 | 66.9 | 9.69 | 44.1 | 2196.9 | 0.46 | 765.6 | 109.7 | 875.3 | 19460647.8 | 1980.2 | 285.7 | 983228.7 | 50990.2 | 12.2 | 19597662.9 | 2506074.9 | 22103737.8 | 0 | 26 | 1.5 | 0 | 27.5 | 27.57 | 1.62 | 0 | 29.19 | 83532030 | 39460490 | 11640.1 | 787338.9 | 0 | 7320781 | 15749248 | 0 | 0 | 1152611.1 | 6412385 | 0 | 225274.4 | 0 | 776217.8 | 12780772 | 7884.7 | 0 | 0 | 6864640 | 31443238 | 0 | 16.8 | 143 | 0 | 3033.9 | 0 | 0 | 859 | 2483 | 0 | 2348.1 | 0 | 197 | 1657 | 475.6 | 0 | 0 | 3273 | 0 | 8392.9 | 33.6 | 0 | 0 | 0 | 0.25 | 0 | 0 | 0
MN | 2026 | 77362680 | 17431 | 0 | 1005714.6 | 78385827.2 | 74580878.6 | 17551215.4 | 73733360 | 90277670 | 0.0359 | 0.054 | 0.183 | 40918.04 | 16285.6 | 0.86 | 0.84 | 118.9 | 11.6 | 1.67 | 7 | 327.8 | 0.09 | 119.7 | 16.8 | 136.5 | 142.3 | 14.3 | 2.07 | 7.6 | 377.9 | 0.1 | 143.2 | 18.9 | 162.1 | 139.2 | 10.3 | 1.46 | 9.6 | 475.4 | 0.07 | 139.9 | 23.8 | 163.7 | 612.9 | 53.5 | 7.7 | 35.6 | 1813.2 | 0.35 | 616.6 | 89.8 | 706.4 | 11151630.9 | 1090.3 | 156.9 | 658411.1 | 30748.8 | 8 | 11226948.9 | 1576911.5 | 12803860.4 | 0 | 20.67 | 7.79 | 0 | 28.45 | 21.93 | 8.35 | 0 | 30.27 | 94828390 | 60834612 | 14727.7 | 728523.2 | 0 | 6822323 | 8528061 | 0 | 0 | 1438927 | 4904454 | 0 | 98243 | 0 | 711072.8 | 12182773 | 3603.3 | 0 | 0 | 22908200 | 36487484 | 0 | 16.8 | 143 | 0 | 2353.9 | 0 | 0 | 1090.8 | 2483 | 0 | 2066.1 | 0 | 197 | 1657 | 449.4 | 0 | 0 | 10960.8 | 0 | 9881.6 | 33.6 | 0 | 0 | 0 | 0.28 | 0 | 0 | 0
MN | 2028 | 79655740 | 60637.6 | 0 | 1033324.3 | 80749708.2 | 76791513.3 | 16444468.5 | 76448270 | 90643200 | 0.0359 | 0.054 | 0.183 | 56414.56 | 16713.5 | 0.9 | 0.9 | 77.5 | 7.5 | 1.07 | 5.1 | 217.9 | 0.06 | 78 | 11.6 | 89.6 | 91.1 | 9.1 | 1.31 | 5.4 | 246.3 | 0.07 | 91.8 | 12.7 | 104.5 | 74.8 | 2.9 | 0.38 | 7.6 | 338.8 | 0.04 | 75 | 17.7 | 92.7 | 482.1 | 40.2 | 5.78 | 30.2 | 1481.5 | 0.28 | 484.9 | 74.4 | 559.3 | 7231646.3 | 697 | 100.2 | 473201.7 | 20348.8 | 6 | 7279763.3 | 1081224.9 | 8360988.2 | 0 | 16.11 | 10.95 | 0 | 27.06 | 17.11 | 11.73 | 0 | 28.84 | 94838780 | 64305240 | 51556.7 | 573412.6 | 0 | 8541137 | 5464217 | 0 | 0 | 1916492.8 | 3507885.5 | 0 | 49460.3 | 0 | 665375.2 | 11679099 | 1404.1 | 0 | 0 | 22545440 | 39843308 | 0 | 40.3 | 107 | 0 | 2353.9 | 0 | 0 | 1456 | 2483 | 0 | 2042.1 | 0 | 197 | 1657 | 324.5 | 0 | 0 | 10960.8 | 0 | 10922.5 | 127.5 | 0 | 0 | 0 | 0.28 | 0 | 0 | 0
MN | 2030 | 81373496 | 490612.8 | 0 | 1096234 | 82960344.4 | 78447530.8 | 18774661.2 | 82118400 | 92471070 | 0.0359 | 0.054 | 0.183 | 65747.26 | 17378.3 | 0.94 | 0.93 | 53 | 5.3 | 0.76 | 3.7 | 145.2 | 0.05 | 53.4 | 8.1 | 61.4 | 60.1 | 6.1 | 0.89 | 3.8 | 158.5 | 0.05 | 60.5 | 8.5 | 69 | 90 | 4.7 | 0.63 | 8.1 | 371.8 | 0.05 | 90.4 | 19.2 | 109.5 | 412.7 | 34.7 | 4.97 | 25.4 | 1276.6 | 0.23 | 415.1 | 63.5 | 478.6 | 4844097.6 | 480.6 | 69.2 | 342692.1 | 13282.6 | 4.7 | 4877316 | 739809.3 | 5617125.2 | 0 | 13.89 | 13.4 | 0 | 27.29 | 14.8 | 14.42 | 0 | 29.22 | 93178630 | 64185684 | 417714.5 | 549730.4 | 0 | 10198027 | 3784666.5 | 0 | 0 | 2649116.5 | 2031160.6 | 0 | 26591.5 | 0 | 625861.6 | 11358508 | 684.6 | 0 | 0 | 21493692 | 40042876 | 0 | 277.3 | 107 | 0 | 1991.9 | 0 | 0 | 2024.2 | 2366 | 0 | 1962.3 | 0 | 197 | 1657 | 146.3 | 0 | 0 | 11006.4 | 0 | 11029.6 | 1077.5 | 0 | 0 | 0 | 0.28 | 0 | 0 | 0
MN | 2035 | 86894880 | 2385764 | 0 | 1106926.7 | 90387573.8 | 83770481.1 | 23874488.9 | 86924820 | 90462260 | 0.0359 | 0.054 | 0.183 | 89334.78 | 19154.7 | 0.97 | 0.97 | 17.6 | 1.4 | 0.19 | 2.5 | 62.2 | 0.03 | 17.7 | 4.3 | 22 | 27.1 | 2.5 | 0.36 | 2.6 | 81.6 | 0.04 | 27.2 | 5.1 | 32.3 | 115 | 6.9 | 0.96 | 9.4 | 446.5 | 0.06 | 115.5 | 22.7 | 138.2 | 396.2 | 33 | 4.72 | 24.8 | 1231.4 | 0.23 | 398.5 | 61.5 | 460 | 1610926 | 125 | 17.6 | 227792 | 5703.8 | 3.1 | 1619468.6 | 398625.2 | 2018093.8 | 0 | 13.2 | 18.02 | 0 | 31.21 | 14.22 | 19.79 | 0 | 34.01 | 93714600 | 66513080 | 2024988.2 | 549317 | 0 | 10154327 | 890360.4 | 0 | 0 | 3669969.5 | 1619938.2 | 0 | 7074.6 | 0 | 614825.4 | 11340396 | 289.7 | 0 | 0 | 21374248 | 41468868 | 0 | 1369 | 107 | 0 | 604.9 | 0 | 0 | 2845.4 | 2366 | 0 | 1962.3 | 0 | 197 | 1657 | 140.7 | 0 | 0 | 11308.6 | 0 | 11484.8 | 6275.9 | 0 | 0 | 0 | 0.28 | 0 | 0 | 0
MN | 2040 | 93076930 | 4226895.5 | 0 | 1107362.3 | 98411187 | 89730320.5 | 24393058.7 | 85362500 | 89054376 | 0.0359 | 0.054 | 0.183 | 86560.1 | 21016.5 | 0.98 | 0.98 | 11.9 | 0.9 | 0.13 | 2 | 43 | 0.03 | 11.9 | 3.3 | 15.2 | 17.3 | 1.6 | 0.22 | 2 | 53.9 | 0.03 | 17.4 | 3.6 | 21.1 | 130.1 | 8.2 | 1.13 | 11.2 | 498.4 | 0.08 | 130.6 | 26 | 156.7 | 327 | 25.8 | 3.67 | 21.9 | 1069.4 | 0.18 | 328.8 | 53.8 | 382.5 | 1170846.6 | 89.8 | 12.7 | 197003.4 | 4247.4 | 2.9 | 1176981.2 | 324362.4 | 1501343.6 | 0 | 11.03 | 16.65 | 0 | 27.68 | 12 | 18.59 | 0 | 30.59 | 101877880 | 74018130 | 3589109.5 | 529483 | 0 | 10215908 | 643109.4 | 0 | 0 | 3595998 | 1224802.8 | 0 | 6581.7 | 0 | 568105.4 | 11082539 | 112.1 | 0 | 0 | 24937406 | 45484724 | 0 | 2781.2 | 107 | 0 | 604.9 | 0 | 0 | 2903.5 | 2366 | 0 | 1939.8 | 0 | 197 | 1657 | 139.5 | 0 | 0 | 13989.8 | 0 | 12390.1 | 10785.5 | 0 | 0 | 0 | 0.28 | 0 | 0 | 0
MN | 2045 | 98639810 | 6882839 | 0 | 1203463.9 | 106726114.6 | 95093198.5 | 25344523 | 99620240 | 95378040 | 0.0359 | 0.054 | 0.183 | 87251.8 | 22541.5 | 0.97 | 0.97 | 15.8 | 1.1 | 0.16 | 1.4 | 56.4 | 0.01 | 15.8 | 3.1 | 18.9 | 21.6 | 1.8 | 0.26 | 1.5 | 68 | 0.01 | 21.7 | 3.6 | 25.3 | 128.1 | 6.9 | 0.94 | 12.2 | 528.8 | 0.09 | 128.6 | 28 | 156.6 | 315 | 22.2 | 3.13 | 23.4 | 1115.3 | 0.17 | 316.6 | 56.7 | 373.3 | 1563850.3 | 112.8 | 15.8 | 140924.9 | 5588.2 | 1 | 1571528.5 | 307734.6 | 1879263 | 0 | 11.1 | 16.47 | 0 | 27.58 | 12.25 | 18.82 | 0 | 31.07 | 102193650 | 81381590 | 5851305 | 531693.3 | 0 | 10295806 | 786025.2 | 0 | 0 | 3549225.5 | 1823980.2 | 0 | 96.5 | 0 | 568956.8 | 954196.8 | 0 | 0 | 0 | 29477020 | 48355344 | 0 | 4419.8 | 107 | 0 | 604.9 | 0 | 0 | 2961.7 | 2206 | 0 | 1939.8 | 0 | 197 | 142.2 | 134.5 | 0 | 0 | 16307.7 | 0 | 12903.1 | 18080.1 | 0 | 0 | 0 | 0.28 | 0 | 0 | 0
MN | 2050 | 103736824 | 7220572 | 0 | 1229364.8 | 112186757.8 | 100006888 | 20059683.8 | 96601290 | 96853960 | 0.0359 | 0.054 | 0.183 | 86468.76 | 23787.2 | 0.97 | 0.97 | 14.4 | 0.9 | 0.13 | 1.2 | 55.5 | 0.01 | 14.5 | 2.9 | 17.4 | 17.6 | 1.3 | 0.18 | 1.3 | 62.1 | 0.01 | 17.7 | 3.2 | 20.9 | 128.3 | 6.3 | 0.84 | 13.4 | 552.7 | 0.1 | 128.7 | 29.9 | 158.6 | 291.2 | 18.7 | 2.6 | 23 | 1090.9 | 0.15 | 292.4 | 55.5 | 347.9 | 1572688.5 | 99 | 13.7 | 135985.6 | 6043.7 | 0.8 | 1579370.7 | 316302.2 | 1895672.9 | 0 | 10.38 | 16.4 | 0 | 26.77 | 11.47 | 18.72 | 0 | 30.19 | 112131220 | 92127070 | 6162285 | 277507.6 | 0 | 10151417 | 658653.3 | 0 | 0 | 3538222 | 2207880.2 | 0 | 59.5 | 0 | 546330.2 | 0 | 0 | 0 | 0 | 33866484 | 54722370 | 0 | 4523.7 | 74 | 0 | 585.4 | 0 | 0 | 3056.6 | 2155 | 0 | 2838.1 | 0 | 197 | 0 | 95.9 | 0 | 0 | 19262.9 | 0 | 14795.6 | 17693.9 | 0 | 0 | 0 | 0.28 | 0 | 0 | 0
MO | 2024 | 90564100 | 1577.8 | 678276.8 | 1519974 | 92763928.2 | 87307471.5 | 84421170.3 | 88500260 | 82016380 | 0.0359 | 0.054 | 0.1739 | 13569.53 | 21983.6 | 0.24 | 0.42 | 758.4 | 85.3 | 12.39 | 26.2 | 1720.2 | 0.4 | 764.3 | 77.6 | 841.9 | 597.4 | 66.7 | 9.69 | 21.3 | 1369.6 | 0.32 | 602 | 62.2 | 664.2 | 343.7 | 27.7 | 3.96 | 21.7 | 1097.3 | 0.18 | 345.6 | 54.5 | 400 | 800.3 | 67.3 | 9.74 | 49.4 | 2376.4 | 0.49 | 804.9 | 120.3 | 925.3 | 64984705.6 | 7311 | 1061.9 | 2247755.4 | 147355.9 | 34.1 | 65492469.6 | 6648280.7 | 72140750.3 | 0 | 28.51 | 3.07 | 0 | 31.58 | 30.35 | 3.37 | 0 | 33.72 | 86253656 | 8342758.5 | 1355.5 | 61790.7 | 0 | 0 | 61732136 | 0 | 0 | 323801.8 | 4171185.2 | 0 | 65555.6 | 0 | 1391479.4 | 9936318 | 4764.7 | 546320.7 | 0 | 173294.9 | 7845661.5 | 0 | 2.2 | 14.1 | 0 | 10129.2 | 0 | 0 | 217.8 | 1812.2 | 0 | 3491.5 | 0 | 548.5 | 1247 | 928.2 | 657 | 0 | 78 | 0 | 2227.8 | 4.4 | 6570 | 0 | 0 | 0.1 | 0 | 0 | 0
MO | 2026 | 92354790 | 7191.3 | 682359.2 | 1692944.2 | 94737287.1 | 89033739.5 | 84623777 | 100320910 | 86843430 | 0.0359 | 0.054 | 0.1738 | 45824.57 | 22412.3 | 0.27 | 0.5 | 725.5 | 81.7 | 11.86 | 25.1 | 1643.6 | 0.38 | 731.2 | 74.2 | 805.4 | 513.3 | 57.5 | 8.34 | 18.4 | 1174.1 | 0.28 | 517.3 | 53.4 | 570.7 | 243.2 | 16.9 | 2.37 | 17.8 | 867.1 | 0.13 | 244.4 | 43.7 | 288.1 | 734.8 | 61.6 | 8.86 | 45 | 2232.6 | 0.42 | 739.1 | 111.7 | 850.8 | 58504782.2 | 6588.4 | 957 | 2026561.5 | 132482.7 | 30.9 | 58962374.8 | 5982992.4 | 64945367.2 | 0 | 25.86 | 9.81 | 0 | 35.68 | 27.56 | 10.77 | 0 | 38.34 | 81221304 | 10113510 | 6091.6 | 58696.4 | 0 | 0 | 55548628 | 0 | 0 | 407650.4 | 3622262 | 0 | 51738.5 | 0 | 1340362.8 | 9933224 | 4279 | 542513.2 | 0 | 180408.6 | 9525451 | 0 | 5.9 | 14.1 | 0 | 10129.2 | 0 | 0 | 274.6 | 1812.2 | 0 | 3296.2 | 0 | 548.5 | 1247 | 694.4 | 657 | 0 | 82.1 | 0 | 2660.1 | 19.1 | 6570 | 0 | 0 | 0.1 | 0 | 0 | 0
MO | 2028 | 94582500 | 358175 | 1144145 | 2279023.4 | 98363841.4 | 91181322.6 | 64095925.6 | 134138060 | 119228010 | 0.0359 | 0.054 | 0.1738 | 57808.84 | 22851.1 | 0.55 | 0.69 | 438.9 | 49.4 | 7.17 | 15.6 | 996.3 | 0.24 | 442.4 | 45.3 | 487.7 | 309.4 | 34.5 | 5.01 | 11.5 | 711.6 | 0.18 | 311.8 | 32.8 | 344.6 | 152.5 | 5.8 | 0.74 | 15.5 | 700.7 | 0.07 | 152.9 | 36.4 | 189.3 | 560.4 | 44.7 | 6.41 | 37.1 | 1774.9 | 0.34 | 563.5 | 90.1 | 653.6 | 36258298.6 | 4080.8 | 592.7 | 1286359.9 | 82253.5 | 19.8 | 36541725 | 3742922.5 | 40284647.6 | 0 | 19.72 | 11.11 | 0 | 30.83 | 21.21 | 12.29 | 0 | 33.5 | 83437420 | 34267916 | 309752.4 | 49165.6 | 0 | 0 | 34871484 | 0 | 0 | 571742.3 | 2339616.5 | 0 | 23478.9 | 0 | 1310984.5 | 9351641 | 803.6 | 912583.6 | 0 | 881216.1 | 32814956 | 0 | 239.9 | 14.1 | 0 | 9085.2 | 0 | 0 | 383.8 | 1812.2 | 0 | 3227.3 | 0 | 569.5 | 1247 | 427.3 | 657 | 0 | 364 | 0 | 8501.4 | 957.1 | 6570 | 0 | 0 | 0.1 | 0 | 0 | 0
MO | 2030 | 97140216 | 367183 | 1145012.8 | 2530261.1 | 101182673.4 | 93647068.6 | 49158741.8 | 144363100 | 134865550 | 0.0359 | 0.054 | 0.1738 | 64879.49 | 23611.3 | 0.69 | 0.78 | 306.2 | 34.7 | 5.04 | 10.8 | 687.6 | 0.17 | 308.6 | 31.4 | 339.9 | 226.1 | 25.5 | 3.7 | 8.4 | 512.5 | 0.13 | 227.9 | 23.7 | 251.6 | 137.2 | 6.7 | 0.9 | 12.6 | 582.3 | 0.07 | 137.6 | 30 | 167.6 | 478.3 | 39.3 | 5.62 | 30.4 | 1505.1 | 0.27 | 481 | 75.3 | 556.3 | 27718132.7 | 3142.1 | 456.6 | 978756.6 | 62208.3 | 15.5 | 27936418.4 | 2836800.1 | 30773218.5 | 0 | 16.66 | 12.14 | 0 | 28.8 | 17.93 | 13.4 | 0 | 31.33 | 91710830 | 52023932 | 313680.5 | 41316.8 | 0 | 0 | 26967340 | 0 | 0 | 846113.2 | 1265707.4 | 0 | 7237.4 | 0 | 1233059.9 | 8936489 | 330.3 | 921733.8 | 0 | 1552283.4 | 49625536 | 0 | 248.2 | 14.1 | 0 | 8901.2 | 0 | 0 | 566.7 | 1812.2 | 0 | 2980.8 | 0 | 569.5 | 1247 | 213.3 | 657 | 0 | 641.1 | 0 | 12720.5 | 990.6 | 6570 | 0 | 0 | 0.1 | 0 | 0 | 0
MO | 2035 | 103711064 | 939905.4 | 1111755.4 | 2775447 | 108538169 | 99981686.9 | 48463946.2 | 158624000 | 147194640 | 0.0359 | 0.054 | 0.1738 | 88696.41 | 25583 | 0.74 | 0.81 | 259.7 | 29.5 | 4.29 | 9.2 | 580.9 | 0.15 | 261.7 | 26.5 | 288.3 | 193.2 | 21.9 | 3.18 | 7.1 | 434.5 | 0.11 | 194.7 | 20.1 | 214.8 | 174.6 | 11.5 | 1.61 | 13.3 | 648.1 | 0.09 | 175.4 | 32.6 | 208 | 444.8 | 36.5 | 5.23 | 28.3 | 1396.8 | 0.26 | 447.3 | 70 | 517.2 | 24855738 | 2825.6 | 410.7 | 877721.4 | 55551.4 | 14.1 | 25052052.8 | 2536999.1 | 27589051.9 | 0 | 15.21 | 16.47 | 0 | 31.68 | 16.4 | 18.27 | 0 | 34.67 | 97112296 | 60074228 | 792836.1 | 38684.2 | 0 | 0 | 24340006 | 0 | 0 | 1629722.8 | 907670.8 | 0 | 38176.5 | 0 | 1193595.1 | 8834756 | 42.4 | 892304.4 | 0 | 9250994 | 49193508 | 0 | 804.3 | 14.1 | 0 | 8901.2 | 0 | 0 | 1098.5 | 1812.2 | 0 | 4269.9 | 0 | 569.5 | 1247 | 196.1 | 657 | 0 | 3761.3 | 0 | 12836 | 2310 | 6570 | 0 | 0 | 0.1 | 0 | 0 | 0
MO | 2040 | 111071720 | 1236073.9 | 1164897 | 2791723.8 | 116264416.7 | 107077733.1 | 52188558 | 163654000 | 140368940 | 0.0359 | 0.054 | 0.1738 | 87479.89 | 27824.3 | 0.82 | 0.88 | 181.5 | 20.5 | 2.98 | 6.8 | 409.3 | 0.11 | 182.9 | 19 | 201.9 | 126.7 | 14.3 | 2.07 | 5 | 288.3 | 0.08 | 127.7 | 13.6 | 141.4 | 181.1 | 12.4 | 1.72 | 13.9 | 662.5 | 0.1 | 181.9 | 33.7 | 215.6 | 385.8 | 29.9 | 4.26 | 26.2 | 1272.9 | 0.22 | 387.9 | 64.2 | 452.1 | 16546073.3 | 1873.6 | 272.2 | 615861.3 | 37273.7 | 9.9 | 16676229.5 | 1729330.3 | 18405559.8 | 0 | 13.46 | 16.13 | 0 | 29.59 | 14.51 | 17.89 | 0 | 32.4 | 92906160 | 64075860 | 1052285.8 | 35227.3 | 0 | 0 | 16135262 | 0 | 0 | 2406636.8 | 771545 | 0 | 51965 | 0 | 1149939.4 | 8691438 | 74.3 | 942566.2 | 0 | 9166386 | 52502836 | 0 | 1032.6 | 14.1 | 0 | 7657.2 | 0 | 0 | 1650.9 | 1812.2 | 0 | 4974.8 | 0 | 569.5 | 1247 | 137.6 | 657 | 0 | 3863.1 | 0 | 13870.1 | 2874.9 | 6570 | 0 | 0 | 0.1 | 0 | 0 | 0
MO | 2045 | 117425580 | 2769325.8 | 1205929.8 | 2899948.6 | 124300789.8 | 113203092 | 58411270.5 | 178560000 | 137854600 | 0.0359 | 0.054 | 0.1737 | 87272.98 | 29597.8 | 0.84 | 0.91 | 152.1 | 17 | 2.46 | 5.2 | 349.2 | 0.08 | 153.3 | 15.6 | 168.9 | 94.6 | 10.5 | 1.52 | 3.4 | 220.4 | 0.05 | 95.3 | 10 | 105.3 | 182.1 | 10.9 | 1.49 | 15.6 | 717.4 | 0.1 | 182.8 | 37 | 219.8 | 356.9 | 26.2 | 3.7 | 25.7 | 1230.1 | 0.19 | 358.7 | 62.4 | 421.1 | 12423011.7 | 1388.7 | 201.6 | 421654.2 | 28413.7 | 6.1 | 12519437.2 | 1270058 | 13789495.2 | 0 | 12.74 | 15.92 | 0 | 28.65 | 13.81 | 17.83 | 0 | 31.64 | 83402824 | 65889524 | 2354116 | 33306.7 | 0 | 0 | 11965153 | 0 | 0 | 3262709.2 | 982092.4 | 0 | 109939.8 | 0 | 1104631.9 | 0 | 0 | 964064.3 | 0 | 10457210 | 52169600 | 0 | 1976.1 | 14.1 | 0 | 5953.8 | 0 | 0 | 2278.9 | 1812.2 | 0 | 10603 | 0 | 569.5 | 0 | 124 | 657 | 0 | 4503.4 | 0 | 14114.3 | 7067.8 | 6570 | 0 | 0 | 0.1 | 0 | 0 | 0
MO | 2050 | 123125940 | 2543141.5 | 1249648.4 | 3092118.9 | 130010842.9 | 118698309.1 | 25915016.3 | 172698560 | 158510740 | 0.0359 | 0.054 | 0.1736 | 86429.07 | 31001.5 | 0.94 | 0.94 | 55 | 5.5 | 0.79 | 2.5 | 146.5 | 0.03 | 55.4 | 6.8 | 62.2 | 48.8 | 4.8 | 0.7 | 2.2 | 130.8 | 0.02 | 49.1 | 6.1 | 55.3 | 160.5 | 7.6 | 1.01 | 16 | 696.2 | 0.1 | 161 | 36.8 | 197.7 | 336.3 | 21.5 | 2.99 | 26.7 | 1261.5 | 0.18 | 337.8 | 64.3 | 402.1 | 6088043.3 | 618.8 | 89.3 | 263052.4 | 15880 | 3 | 6130854.8 | 737087.9 | 6867942.7 | 0 | 12.63 | 15.67 | 0 | 28.3 | 13.66 | 17.47 | 0 | 31.13 | 115837930 | 104095820 | 2178261.2 | 31484 | 0 | 0 | 5353383.5 | 0 | 0 | 4216491.5 | 1349051.6 | 0 | 744137.4 | 0 | 1085487.9 | 0 | 0 | 1000300.1 | 0 | 10068201 | 89811140 | 0 | 1476.1 | 14.1 | 0 | 3506.8 | 0 | 0 | 3020.7 | 1812.2 | 0 | 13792.1 | 0 | 569.5 | 0 | 102.3 | 657 | 0 | 4742.9 | 0 | 24790.2 | 6074 | 6570 | 0 | 0 | 0.1 | 0 | 0 | 0
MS | 2024 | 53804680 | 0 | 0 | 390531.7 | 54195212.6 | 51870205.4 | 53480227.8 | 23281996 | 17253144 | 0.0359 | 0.054 | 0.1751 | 4309.99 | 11289.5 | 0.25 | 0.31 | 367.3 | 17.7 | 2.36 | 35.7 | 1577 | 0.22 | 368.5 | 82.8 | 451.3 | 372.1 | 19.6 | 2.7 | 35.3 | 1506.8 | 0.25 | 373.4 | 80.3 | 453.7 | 389 | 21 | 3.01 | 35.6 | 1448.8 | 0.29 | 390.4 | 78.8 | 469.3 | 767.7 | 58.5 | 8.45 | 53.3 | 2434.9 | 0.49 | 771.8 | 126 | 897.7 | 17564451.8 | 844.2 | 112.8 | 1710826.5 | 75451.2 | 10.4 | 17620389.5 | 3962125.5 | 21582515 | 0 | 31.25 | 0.9 | 0 | 32.15 | 33.08 | 0.98 | 0 | 34.06 | 48104490 | 714984.8 | 0 | 7323.4 | 0 | 0 | 4575016.5 | 0 | 0 | 33994.7 | 31387210 | 0 | 80257.6 | 0 | 0 | 11189919 | 149777 | 0 | 0 | 680990.1 | 0 | 0 | 0 | 1.6 | 0 | 1444 | 0 | 0 | 22.9 | 8354.4 | 0 | 440.2 | 0 | 0 | 1401 | 906.3 | 0 | 0 | 318.1 | 0 | 0 | 0 | 0 | 0 | 0 | 0 | 0 | 0 | 0
MS | 2026 | 55004492 | 60254.8 | 0 | 437967.4 | 55502719.8 | 53026889.7 | 54397559.1 | 28774260 | 17653312 | 0.0359 | 0.054 | 0.1751 | 39219.81 | 11554.4 | 0.28 | 0.36 | 351.1 | 17 | 2.27 | 34.3 | 1507.1 | 0.21 | 352.2 | 79.3 | 431.5 | 337.1 | 17.5 | 2.39 | 32.3 | 1386.3 | 0.23 | 338.3 | 73.7 | 412 | 355.1 | 14.2 | 1.94 | 36.5 | 1516.6 | 0.23 | 356.1 | 81.8 | 437.8 | 722.7 | 54.3 | 7.78 | 50.1 | 2372.1 | 0.43 | 726.5 | 120.9 | 847.4 | 15454541.5 | 747.5 | 99.8 | 1510896.5 | 66389.3 | 9.4 | 15504062.4 | 3491857.8 | 18995920.2 | 0 | 29.42 | 8.12 | 0 | 37.54 | 31.16 | 8.78 | 0 | 39.95 | 44290104 | 1105160.8 | 51237.8 | 7323.4 | 0 | 0 | 4078753.5 | 0 | 0 | 82236.3 | 27726896 | 0 | 53729.6 | 0 | 0 | 11182393 | 84608.8 | 0 | 0 | 1022924.4 | 0 | 0 | 28.7 | 1.6 | 0 | 1444 | 0 | 0 | 55.3 | 8214.4 | 0 | 440.2 | 0 | 0 | 1401 | 847.3 | 0 | 0 | 466.4 | 0 | 0 | 172.1 | 0 | 0 | 0 | 0 | 0 | 0 | 0
MS | 2028 | 56542264 | 316764.5 | 0 | 786004.7 | 57645038.8 | 54509386.2 | 55627497 | 51351670 | 33060266 | 0.0359 | 0.054 | 0.175 | 48468.72 | 11722.1 | 0.34 | 0.53 | 304.5 | 13 | 1.7 | 31.9 | 1365.4 | 0.2 | 305.4 | 72.6 | 378 | 232.3 | 10.2 | 1.35 | 24.4 | 1020.5 | 0.16 | 232.9 | 54.9 | 287.8 | 310 | 6.2 | 0.64 | 36.4 | 1607.2 | 0.14 | 310.3 | 84.3 | 394.7 | 604.8 | 40.4 | 5.72 | 47 | 2150.1 | 0.36 | 607.5 | 111.1 | 718.6 | 11864930.7 | 504.6 | 65.9 | 1243104.6 | 53257.2 | 7.6 | 11897954.6 | 2832244.7 | 14730199.2 | 0 | 25.49 | 9.62 | 0 | 35.11 | 27.05 | 10.47 | 0 | 37.52 | 39221510 | 2017541.8 | 272671.4 | 7160.3 | 0 | 0 | 2525645 | 0 | 0 | 210023.7 | 23296770 | 0 | 29603.6 | 0 | 0 | 11023961 | 48157.9 | 0 | 0 | 1807518.2 | 0 | 0 | 131.5 | 1.6 | 0 | 1444 | 0 | 0 | 141 | 8214.4 | 0 | 440.2 | 0 | 0 | 1401 | 847.3 | 0 | 0 | 802.1 | 0 | 0 | 788.7 | 0 | 0 | 0 | 0 | 0 | 0 | 0
MS | 2030 | 58378220 | 529982.5 | 0 | 1156814 | 60065016.1 | 56279347.4 | 57099094.7 | 73175670 | 48234924 | 0.0359 | 0.054 | 0.175 | 57054.94 | 12209.5 | 0.41 | 0.64 | 256.1 | 9.1 | 1.14 | 29.1 | 1208.3 | 0.18 | 256.7 | 65.2 | 321.9 | 167.8 | 6.8 | 0.88 | 18.6 | 762.2 | 0.12 | 168.3 | 41.3 | 209.6 | 323.4 | 11 | 1.36 | 33.9 | 1535.3 | 0.15 | 324.1 | 79.7 | 403.8 | 558 | 37.7 | 5.32 | 42.7 | 2001.3 | 0.32 | 560.6 | 102.4 | 663 | 8891079.4 | 312.8 | 39.3 | 1013103.3 | 42016.6 | 6.2 | 8911128.8 | 2266883.3 | 11178012 | 0 | 23.91 | 11.09 | 0 | 35.01 | 25.44 | 12.15 | 0 | 37.58 | 34939316 | 2965921.2 | 450492.7 | 6859.4 | 0 | 0 | 1305632.8 | 0 | 0 | 476201.4 | 19318430 | 0 | 14728.5 | 0 | 0 | 10834782 | 42471.1 | 0 | 0 | 2489720 | 0 | 0 | 253.1 | 1.6 | 0 | 1138.8 | 0 | 0 | 320 | 8175.1 | 0 | 440.2 | 0 | 0 | 1401 | 847.3 | 0 | 0 | 1085 | 0 | 0 | 1275.3 | 0 | 0 | 0 | 0 | 0 | 0 | 0
MS | 2035 | 63360436 | 3560916 | 0 | 1143489.8 | 68064839.3 | 61082497.4 | 58794297.2 | 75539896 | 44414676 | 0.0359 | 0.054 | 0.175 | 84419.78 | 13542.6 | 0.63 | 0.76 | 166.7 | 6.7 | 0.87 | 19 | 763.8 | 0.13 | 167.2 | 41.8 | 208.9 | 118.5 | 5.5 | 0.73 | 12.9 | 519.1 | 0.1 | 118.9 | 28.4 | 147.2 | 322.8 | 15 | 1.99 | 30.2 | 1403.3 | 0.15 | 323.8 | 72.1 | 395.9 | 506.4 | 33.7 | 4.73 | 39.1 | 1841.6 | 0.28 | 508.7 | 94.1 | 602.7 | 6070167.2 | 242.3 | 31.2 | 693182.6 | 27879 | 4.9 | 6085915.7 | 1525301.2 | 7611216.9 | 0 | 21.3 | 15.85 | 0 | 37.15 | 23.17 | 18.11 | 0 | 41.28 | 36725440 | 9270542 | 3016122 | 6399.6 | 0 | 0 | 1160252 | 0 | 0 | 1524133 | 12581533 | 0 | 7999.7 | 0 | 0 | 10666768 | 15825.4 | 0 | 0 | 7746409 | 0 | 0 | 1634.5 | 1.6 | 0 | 1138.8 | 0 | 0 | 1027.8 | 8175.1 | 0 | 440.2 | 0 | 0 | 1401 | 728.2 | 0 | 0 | 3247.8 | 0 | 0 | 9033.9 | 0 | 0 | 0 | 0 | 0 | 0 | 0
MS | 2040 | 68942570 | 8690064 | 0 | 1417734.4 | 79050366.8 | 66463999.2 | 26496513.3 | 75004824 | 76890936 | 0.0359 | 0.054 | 0.1734 | 83635.81 | 15104.8 | 0.87 | 0.88 | 54.2 | 1.6 | 0.2 | 6.9 | 266.1 | 0.05 | 54.3 | 14.9 | 69.2 | 56.5 | 2.2 | 0.27 | 6.9 | 263.5 | 0.05 | 56.7 | 14.8 | 71.4 | 306 | 17.5 | 2.4 | 25.7 | 1225.1 | 0.15 | 307.2 | 62.3 | 369.5 | 411.3 | 25.6 | 3.56 | 33.8 | 1557.9 | 0.23 | 413 | 80.2 | 493.3 | 4332306.8 | 128.6 | 15.5 | 556972.4 | 21345.6 | 3.9 | 4340357.5 | 1194149 | 5534506.5 | 0 | 16.99 | 14.9 | 0 | 31.89 | 19.15 | 18.2 | 0 | 37.35 | 80817640 | 52553852 | 7416258.5 | 6058.5 | 0 | 0 | 436188 | 0 | 0 | 1870859.4 | 10219016 | 0 | 7777.5 | 0 | 0 | 10162882 | 15605.6 | 0 | 0 | 24843510 | 25839486 | 0 | 3652.2 | 1.6 | 0 | 1138.8 | 0 | 0 | 1297.5 | 8175.1 | 0 | 440.2 | 0 | 0 | 1401 | 728.2 | 0 | 0 | 10172 | 0 | 7930.2 | 22270.1 | 0 | 0 | 0 | 0 | 0 | 0 | 0
MS | 2045 | 73847520 | 11221433 | 0 | 1530292.9 | 86599243.2 | 71192637 | 24759506.9 | 78202376 | 85164900 | 0.0359 | 0.054 | 0.1731 | 82208.86 | 16355.1 | 0.87 | 0.88 | 49.8 | 1.2 | 0.13 | 6.6 | 255.2 | 0.04 | 49.9 | 14.2 | 64.1 | 53.4 | 1.6 | 0.19 | 6.8 | 262.5 | 0.05 | 53.5 | 14.6 | 68.2 | 255.8 | 13.7 | 1.85 | 23.8 | 1058.3 | 0.15 | 256.7 | 55.4 | 312 | 354.3 | 19.8 | 2.71 | 31.1 | 1420 | 0.19 | 355.6 | 73.5 | 429.1 | 4611270.9 | 107.2 | 11.8 | 612264.8 | 23670.3 | 4 | 4617699.3 | 1318731.1 | 5936430.4 | 0 | 14.89 | 14.47 | 0 | 29.37 | 17.26 | 18.08 | 0 | 35.34 | 93439560 | 61839736 | 9624758 | 5434 | 0 | 0 | 193548.6 | 0 | 0 | 1995238.2 | 11769197 | 0 | 3345.6 | 0 | 0 | 9998452 | 5091.3 | 0 | 0 | 34355852 | 25488648 | 0 | 4621 | 1.6 | 0 | 1138.8 | 0 | 0 | 1478.4 | 8175.1 | 0 | 440.2 | 0 | 0 | 1401 | 492.2 | 0 | 0 | 15070.1 | 0 | 7930.2 | 27551.3 | 0 | 0 | 0 | 0 | 0 | 0 | 0
MS | 2050 | 78409060 | 9681947 | 0 | 1577547.2 | 89668552 | 75590179.4 | 22847176.2 | 85401980 | 85816810 | 0.0359 | 0.054 | 0.1732 | 79113.84 | 17431.9 | 0.83 | 0.86 | 65.8 | 1.6 | 0.18 | 7.5 | 333.4 | 0.03 | 65.9 | 17.4 | 83.3 | 63.5 | 2 | 0.24 | 7 | 307.8 | 0.03 | 63.7 | 16.1 | 79.8 | 230.5 | 11.5 | 1.54 | 23 | 982 | 0.16 | 231.3 | 52.3 | 283.6 | 351.1 | 18 | 2.43 | 31.9 | 1462.7 | 0.18 | 352.3 | 75.5 | 427.8 | 5852844.8 | 139.2 | 15.5 | 665292 | 29689.9 | 2.6 | 5861222.4 | 1550751.3 | 7411973.7 | 0 | 15.05 | 14.26 | 0 | 29.31 | 17.25 | 17.37 | 0 | 34.62 | 89951096 | 66821376 | 8266803 | 5266.8 | 0 | 0 | 269677 | 0 | 0 | 2286117.5 | 14325379 | 0 | 262592.3 | 0 | 0 | 0 | 0 | 0 | 0 | 33309780 | 31225478 | 0 | 4067.7 | 1.6 | 0 | 1138.8 | 0 | 0 | 1719.7 | 8175.1 | 0 | 4057.3 | 0 | 0 | 0 | 0 | 0 | 0 | 15102.6 | 0 | 9754.9 | 23461.6 | 0 | 0 | 0 | 0 | 0 | 0 | 0
MT | 2024 | 16923090 | 94514.7 | 0 | 552578.6 | 17570184 | 16314558.9 | 10244560.3 | 18166616 | 26944262 | 0.036 | 0.054 | 0.1441 | 0 | 3321.3 | 0.76 | 0.72 | 267.4 | 30.7 | 4.47 | 8.3 | 585.8 | 0.13 | 269.5 | 25.8 | 295.3 | 320.3 | 36.7 | 5.33 | 10.1 | 705.7 | 0.16 | 322.8 | 31.2 | 354 | 297.2 | 9.3 | 1.13 | 31.8 | 1436.7 | 0.13 | 297.8 | 74.7 | 372.4 | 786.5 | 69.6 | 9.97 | 43.8 | 2354.1 | 0.4 | 791.3 | 114 | 905.3 | 6999440.9 | 803.7 | 116.9 | 218113.7 | 15334 | 3.5 | 7055302.9 | 676016 | 7731318.9 | 0 | 27.59 | 0 | 0 | 27.59 | 29.2 | 0 | 0 | 29.2 | 26421842 | 7325624 | 80681.5 | 14207.8 | 0 | 69959.4 | 6306738.5 | 0 | 0 | 36325 | 47246.3 | 0 | 968.9 | 0 | 12576416 | 0 | 0 | 0 | 0 | 670926.9 | 6618372 | 0 | 200 | 3.2 | 0 | 1625 | 0 | 0 | 26.2 | 40 | 0 | 58.6 | 0 | 2850.2 | 0 | 0 | 0 | 0 | 327 | 0 | 1859.8 | 400 | 0 | 0 | 0 | 0 | 0 | 0 | 0
MT | 2026 | 17345318 | 119228.6 | 0 | 453959.4 | 17918506.8 | 16721602.5 | 9825695.8 | 15823734 | 20521412 | 0.036 | 0.054 | 0.1442 | 5877.58 | 3419.4 | 0.93 | 0.86 | 72.9 | 8.3 | 1.21 | 2.3 | 161.6 | 0.04 | 73.5 | 7.2 | 80.7 | 156.2 | 17.7 | 2.58 | 5.1 | 348.3 | 0.08 | 157.5 | 15.5 | 172.9 | 218 | 8.1 | 1.02 | 22.2 | 1014.1 | 0.1 | 218.5 | 52.4 | 270.9 | 671.9 | 54.6 | 7.76 | 42 | 2168.9 | 0.34 | 675.6 | 106.7 | 782.3 | 1635573 | 186.5 | 27.1 | 52389.2 | 3623.6 | 0.8 | 1648535.3 | 160592.9 | 1809128.2 | 0 | 25.86 | 0.9 | 0 | 26.76 | 27.44 | 0.97 | 0 | 28.41 | 22642182 | 8092811 | 102317.9 | 13611.8 | 0 | 70064.1 | 1474553.4 | 0 | 0 | 59318.8 | 37485.7 | 0 | 443 | 0 | 12850896 | 0 | 0 | 0 | 0 | 656523.8 | 7376969 | 0 | 200 | 3.2 | 0 | 498.2 | 0 | 0 | 43 | 40 | 0 | 58.6 | 0 | 2926.4 | 0 | 0 | 0 | 0 | 327 | 0 | 2045 | 400 | 0 | 0 | 0 | 0 | 0 | 0 | 0
MT | 2028 | 17845428 | 132324.4 | 0 | 757621.2 | 18735373.5 | 17203727.1 | 5012872 | 27443568 | 36158690 | 0.0359 | 0.054 | 0.1442 | 38430.88 | 3568.3 | 0.97 | 0.92 | 27.9 | 3.2 | 0.46 | 0.9 | 61.3 | 0.01 | 28.1 | 2.7 | 30.8 | 83.6 | 9.5 | 1.38 | 2.7 | 186.3 | 0.04 | 84.3 | 8.3 | 92.6 | 153.9 | 6.7 | 0.88 | 14.8 | 683.6 | 0.07 | 154.3 | 35.1 | 189.4 | 581 | 47.8 | 6.8 | 36.2 | 1857.3 | 0.3 | 584.3 | 91.7 | 676 | 755450.7 | 86.6 | 12.6 | 24011.1 | 1661.5 | 0.4 | 761466 | 73625.4 | 835091.5 | 0 | 21.58 | 5.9 | 0 | 27.48 | 22.97 | 6.39 | 0 | 29.36 | 27500644 | 13722502 | 112974.2 | 12453.9 | 0 | 69903.3 | 692730.8 | 0 | 0 | 104594.7 | 9028.8 | 0 | 238.4 | 0 | 12880811 | 0 | 0 | 0 | 0 | 592042.2 | 13025865 | 0 | 200 | 3.2 | 0 | 391.2 | 0 | 0 | 76 | 40 | 0 | 58.6 | 0 | 2968.4 | 0 | 0 | 0 | 0 | 327 | 0 | 3758.9 | 400 | 0 | 0 | 0 | 0 | 0 | 0 | 0
MT | 2030 | 18420022 | 161721 | 0 | 925562.9 | 19507306.6 | 17757659.1 | 3094886 | 33309076 | 43508670 | 0.0359 | 0.054 | 0.1442 | 51940.56 | 3743.5 | 0.98 | 0.94 | 19.6 | 2.3 | 0.33 | 0.6 | 43 | 0.01 | 19.8 | 1.9 | 21.7 | 62.9 | 7.2 | 1.04 | 2 | 139.4 | 0.03 | 63.4 | 6.2 | 69.5 | 128 | 4.5 | 0.56 | 13.3 | 604.5 | 0.06 | 128.3 | 31.4 | 159.7 | 482.1 | 40.1 | 5.7 | 30.3 | 1534.2 | 0.25 | 484.9 | 76.1 | 561 | 573924.8 | 65.9 | 9.6 | 18145.2 | 1257.4 | 0.3 | 578505.9 | 55693.4 | 634199.2 | 0 | 19.53 | 8 | 0 | 27.53 | 20.84 | 8.72 | 0 | 29.56 | 29763322 | 16412421 | 138747.7 | 11084.5 | 0 | 69099.5 | 530293 | 0 | 0 | 175396.9 | 3556.8 | 0 | 169.9 | 0 | 12597950 | 0 | 0 | 0 | 0 | 581916.7 | 15655107 | 0 | 200 | 3.2 | 0 | 349.5 | 0 | 0 | 127.3 | 40 | 0 | 58.6 | 0 | 2969.3 | 0 | 0 | 0 | 0 | 327 | 0 | 4373.6 | 400 | 0 | 0 | 0 | 0 | 0 | 0 | 0
MT | 2035 | 20008836 | 165564.6 | 0 | 933182.1 | 21107581.7 | 19289337.5 | 3777777.9 | 34942176 | 43693670 | 0.0359 | 0.054 | 0.1442 | 82741.47 | 4235.8 | 0.98 | 0.95 | 25.2 | 2.9 | 0.42 | 0.8 | 55 | 0.01 | 25.4 | 2.4 | 27.8 | 56.9 | 6.5 | 0.95 | 1.8 | 125.1 | 0.03 | 57.3 | 5.5 | 62.9 | 160 | 5 | 0.6 | 17.2 | 774.5 | 0.07 | 160.3 | 40.3 | 200.6 | 381.7 | 30 | 4.24 | 25.8 | 1272.6 | 0.2 | 383.8 | 63.8 | 447.6 | 740974.3 | 85.3 | 12.4 | 23131.5 | 1617.3 | 0.4 | 746902.3 | 71426.8 | 818329.1 | 0 | 16.52 | 13.03 | 0 | 29.55 | 17.64 | 14.21 | 0 | 31.85 | 29911034 | 17329804 | 139425.1 | 9847.2 | 0 | 65979.8 | 681908 | 0 | 0 | 342938.8 | 891.2 | 0 | 44.3 | 0 | 11683134 | 0 | 0 | 0 | 0 | 561787 | 16425078 | 0 | 200 | 3.2 | 0 | 349.5 | 0 | 0 | 250.4 | 40 | 0 | 58.6 | 0 | 2969.3 | 0 | 0 | 0 | 0 | 327 | 0 | 4597.8 | 400 | 0 | 0 | 0 | 0 | 0 | 0 | 0
MT | 2040 | 21914352 | 38868.8 | 0 | 1007098.3 | 22960318.4 | 21126330.9 | 3157203.4 | 38194070 | 46374212 | 0.0359 | 0.054 | 0.1442 | 81300.57 | 4449.2 | 0.98 | 0.96 | 18.4 | 2.1 | 0.31 | 0.6 | 40.1 | 0.01 | 18.5 | 1.8 | 20.3 | 38.9 | 4.5 | 0.65 | 1.2 | 85.6 | 0.02 | 39.2 | 3.8 | 43 | 193.8 | 6.8 | 0.85 | 20.2 | 914 | 0.09 | 194.3 | 47.5 | 241.7 | 346.5 | 25.9 | 3.65 | 24.4 | 1193.7 | 0.18 | 348.3 | 60.1 | 408.3 | 562062.3 | 64.7 | 9.4 | 17562.2 | 1226.1 | 0.3 | 566560.5 | 54176.2 | 620736.7 | 0 | 14.95 | 13.07 | 0 | 28.01 | 15.91 | 14.2 | 0 | 30.11 | 31193236 | 19803116 | 33401.7 | 8924.3 | 0 | 63340.8 | 520241.6 | 0 | 0 | 376465.8 | 239.4 | 0 | 0 | 0 | 10763974 | 0 | 0 | 0 | 0 | 537132.6 | 18889516 | 0 | 29.3 | 3.2 | 0 | 349.5 | 0 | 0 | 282.3 | 40 | 0 | 58.6 | 0 | 2969.3 | 0 | 0 | 0 | 0 | 327 | 0 | 5181.5 | 117.1 | 0 | 0 | 0 | 0 | 0 | 0 | 0
MT | 2045 | 23783610 | 36884 | 0 | 1051148.2 | 24871642.5 | 22928365.6 | 5375420.9 | 41238104 | 46823028 | 0.0359 | 0.054 | 0.1441 | 85445.52 | 4894.3 | 0.98 | 0.97 | 19 | 2.2 | 0.32 | 0.6 | 41.5 | 0.01 | 19.1 | 1.8 | 21 | 31.7 | 3.6 | 0.53 | 1 | 69.6 | 0.02 | 32 | 3.1 | 35 | 190.6 | 7.2 | 0.92 | 19.4 | 882.2 | 0.09 | 191 | 45.7 | 236.7 | 292.3 | 20.6 | 2.89 | 22 | 1046.7 | 0.15 | 293.7 | 53.2 | 346.9 | 566354.2 | 65.1 | 9.5 | 17736.9 | 1237.6 | 0.3 | 570882 | 54692.9 | 625574.9 | 0 | 13.54 | 13.83 | 0 | 27.36 | 14.4 | 15.07 | 0 | 29.47 | 30494714 | 19496222 | 30992.4 | 8012.2 | 0 | 64021.2 | 523094.6 | 0 | 0 | 406157.8 | 1638.9 | 0 | 0 | 0 | 10370733 | 0 | 0 | 0 | 0 | 524674 | 18565390 | 0 | 32.6 | 3.2 | 0 | 349.5 | 0 | 0 | 312.5 | 40 | 0 | 58.6 | 0 | 2969.3 | 0 | 0 | 0 | 0 | 327 | 0 | 4990.6 | 130.3 | 0 | 0 | 0 | 0 | 0 | 0 | 0
MT | 2050 | 25677632 | 43182.2 | 0 | 1215543.3 | 26936357.9 | 24754264.8 | 1811823.4 | 46328336 | 55584640 | 0.0359 | 0.054 | 0.1441 | 85659.27 | 5358.7 | 0.99 | 0.98 | 16.4 | 1.9 | 0.27 | 0.5 | 35.9 | 0.01 | 16.6 | 1.6 | 18.2 | 26.4 | 3 | 0.44 | 0.8 | 58.2 | 0.01 | 26.6 | 2.6 | 29.2 | 199.8 | 8.1 | 1.04 | 19.9 | 908.7 | 0.09 | 200.4 | 47 | 247.4 | 284.6 | 18 | 2.49 | 23.2 | 1088.3 | 0.15 | 285.8 | 55.7 | 341.5 | 583512.1 | 67.1 | 9.8 | 18260.2 | 1274.8 | 0.3 | 588177.6 | 56327.8 | 644505.4 | 0 | 14.11 | 13.93 | 0 | 28.04 | 15.03 | 15.19 | 0 | 30.22 | 36244530 | 25124534 | 36911.3 | 8121.7 | 0 | 63584.6 | 539595 | 0 | 0 | 445323.8 | 1504.8 | 0 | 8.9 | 0 | 10470267 | 0 | 0 | 0 | 0 | 460471.4 | 24218740 | 0 | 32.6 | 3.2 | 0 | 349.5 | 0 | 0 | 351.2 | 40 | 0 | 58.6 | 0 | 2969.3 | 0 | 0 | 0 | 0 | 310 | 0 | 7330.4 | 130.3 | 0 | 0 | 0 | 0 | 0 | 0 | 0
NC | 2024 | 147527520 | 8811.9 | 85217.4 | 513300.9 | 148134849.1 | 142223456.5 | 132533757.2 | 40042748 | 21927466 | 0.0359 | 0.054 | 0.15 | 10553.74 | 34227.1 | 0.49 | 0.5 | 330.5 | 28.1 | 4 | 22.2 | 1042.4 | 0.22 | 332.4 | 53.3 | 385.7 | 325.6 | 26.8 | 3.81 | 23 | 1055.7 | 0.23 | 327.5 | 54.5 | 382 | 320.7 | 24.8 | 3.52 | 21 | 1071.7 | 0.16 | 322.4 | 53 | 375.4 | 744.4 | 56.1 | 8.04 | 51.6 | 2427.9 | 0.45 | 748.3 | 124.1 | 872.4 | 42650734.8 | 3627.7 | 516.3 | 2861102 | 134554.8 | 28.7 | 42899778.1 | 6878669.6 | 49778447.7 | 0 | 32.9 | 2.22 | 0 | 35.11 | 34.83 | 2.39 | 0 | 37.22 | 129923800 | 15601091 | 7503.8 | 771718 | 0 | 0 | 30559332 | 0 | 0 | 1273332.9 | 35812080 | 0 | 453046.5 | 0 | 5519231.5 | 41129720 | 894.7 | 69185.2 | 0 | 13735307 | 592451.8 | 0 | 9.8 | 135.8 | 0 | 9514 | 0 | 0 | 876.2 | 5719 | 0 | 6456.3 | 0 | 2088.3 | 5149.6 | 257.4 | 86 | 0 | 6681.5 | 0 | 208 | 19.6 | 860 | 0 | 0 | 0.05 | 0 | 0.21 | 0
NC | 2026 | 150655330 | 156311.5 | 125010.6 | 533497.4 | 151470153.7 | 145238835.1 | 124177626.6 | 40642708 | 25478662 | 0.0359 | 0.054 | 0.15 | 43147.92 | 35010.5 | 0.55 | 0.56 | 285.3 | 24 | 3.41 | 19.7 | 910.5 | 0.2 | 287 | 46.9 | 333.9 | 281.4 | 22.7 | 3.21 | 20.7 | 929.5 | 0.2 | 282.9 | 48.5 | 331.4 | 229 | 13.8 | 1.9 | 18.6 | 892.4 | 0.11 | 229.9 | 45.2 | 275.1 | 705.5 | 52.7 | 7.51 | 48.9 | 2355.2 | 0.4 | 709.1 | 119.2 | 828.3 | 38605235.9 | 3241.7 | 460.8 | 2663597.2 | 123204.9 | 26.7 | 38827643.4 | 6342401 | 45170044.4 | 0 | 30.74 | 8.57 | 0 | 39.32 | 32.56 | 9.23 | 0 | 41.78 | 136215860 | 27292528 | 133714.8 | 770667.2 | 0 | 0 | 27249254 | 0 | 0 | 1747248.2 | 33652852 | 0 | 407564.4 | 0 | 5526601.5 | 41080140 | 769.5 | 101758.5 | 0 | 22070180 | 589257 | 2885842 | 95.4 | 135.8 | 0 | 8970 | 0 | 0 | 1207 | 5719 | 0 | 6456.3 | 0 | 2088.3 | 5149.6 | 257.4 | 86 | 0 | 10430.2 | 800 | 208 | 362.1 | 860 | 0 | 0 | 0.05 | 0 | 0.38 | 0
NC | 2028 | 154585600 | 3114511.8 | 158599 | 881666.4 | 158740379.5 | 149027835.5 | 116645067.1 | 62172108 | 43439696 | 0.0359 | 0.054 | 0.15 | 55874.75 | 36029.7 | 0.66 | 0.65 | 199.8 | 15.1 | 2.13 | 16 | 692.8 | 0.15 | 200.8 | 36.7 | 237.6 | 204.9 | 14.5 | 2.03 | 17.7 | 741.4 | 0.16 | 205.9 | 39.8 | 245.7 | 157 | 4.4 | 0.52 | 17.3 | 774.2 | 0.07 | 157.2 | 40.3 | 197.6 | 607.4 | 42 | 5.95 | 45.6 | 2134.3 | 0.35 | 610.3 | 109.3 | 719.6 | 27726596.5 | 2093.2 | 294.7 | 2228943.2 | 96175.9 | 21.3 | 27869422.6 | 5100798.1 | 32970220.6 | 0 | 26.58 | 10.74 | 0 | 37.32 | 28.35 | 11.8 | 0 | 40.15 | 139918370 | 42095310 | 2644965.5 | 757235.7 | 0 | 0 | 17085020 | 0 | 0 | 2372499.8 | 30693084 | 0 | 368408.6 | 0 | 5579581 | 40564980 | 585.6 | 129189.1 | 0 | 33325626 | 586079 | 5811109.5 | 1393.2 | 135.8 | 0 | 8454 | 0 | 0 | 1644 | 5719 | 0 | 6456.3 | 0 | 2114.4 | 5149.6 | 257.4 | 86 | 0 | 15415.7 | 1600 | 208 | 7436.3 | 860 | 0 | 0 | 0.05 | 0 | 0.54 | 0
NC | 2030 | 159213500 | 5254752.5 | 157496.4 | 983164.6 | 165608920.3 | 153489408.9 | 115027541.2 | 66614550 | 45694040 | 0.0359 | 0.054 | 0.15 | 61773.57 | 37492.2 | 0.7 | 0.69 | 166.8 | 12.1 | 1.7 | 14.2 | 594.9 | 0.13 | 167.6 | 31.9 | 199.6 | 172.1 | 11.8 | 1.64 | 15.5 | 637 | 0.14 | 172.9 | 34.6 | 207.5 | 144.8 | 4.9 | 0.61 | 15.2 | 688.3 | 0.07 | 145.2 | 35.7 | 180.8 | 558.1 | 38.5 | 5.42 | 41.8 | 1994.7 | 0.3 | 560.7 | 101.3 | 662 | 23904729.3 | 1732.7 | 243 | 2034103.8 | 85309.4 | 19.3 | 24022695 | 4581602.3 | 28604297.4 | 0 | 24.98 | 11.58 | 0 | 36.56 | 26.83 | 12.89 | 0 | 39.72 | 144595730 | 50581380 | 4462719.5 | 740928.1 | 0 | 0 | 14025069 | 0 | 0 | 3302867.8 | 28759520 | 0 | 280792.5 | 0 | 5578826 | 40040064 | 435.5 | 125987.4 | 0 | 32996774 | 791710.6 | 13490026 | 2633.1 | 135.8 | 0 | 8454 | 0 | 0 | 2292.4 | 5719 | 0 | 6456.3 | 0 | 2118.9 | 5149.6 | 81.4 | 86 | 0 | 15473.8 | 3837 | 264.5 | 12395.7 | 860 | 0 | 0 | 0.05 | 0 | 0.7 | 0
NC | 2035 | 171566460 | 15060896 | 181223.7 | 1104139.1 | 187912717.7 | 165398406.9 | 101399406.4 | 67122880 | 54951828 | 0.0359 | 0.054 | 0.15 | 85030.54 | 41373.6 | 0.82 | 0.78 | 90.3 | 5.6 | 0.78 | 9.1 | 352.8 | 0.09 | 90.7 | 19.6 | 110.3 | 111.9 | 6.5 | 0.88 | 11.7 | 453.4 | 0.11 | 112.4 | 25.3 | 137.6 | 124.6 | 6 | 0.8 | 11.4 | 535.1 | 0.06 | 125 | 27.4 | 152.3 | 478.2 | 31.5 | 4.43 | 37.4 | 1747.1 | 0.27 | 480.3 | 89.5 | 569.8 | 15683740 | 975.4 | 134.5 | 1585185.4 | 61350.1 | 15.1 | 15749525.1 | 3417542.2 | 19167067.3 | 0 | 21.1 | 15.18 | 0 | 36.28 | 23.39 | 17.78 | 0 | 41.17 | 175675620 | 86513310 | 12806153 | 358731.3 | 0 | 0 | 7557377.5 | 0 | 0 | 5922057.5 | 23573636 | 0 | 160543.2 | 0 | 5524576.5 | 39034384 | 312.3 | 146590.9 | 0 | 62921548 | 4370503 | 13299199 | 6437.5 | 88.8 | 0 | 7714 | 0 | 0 | 4195.2 | 5599 | 0 | 6416.3 | 0 | 2123.4 | 5149.6 | 81.4 | 86 | 0 | 28592.5 | 3837 | 1319 | 38280.3 | 860 | 0 | 0 | 0.04 | 0 | 0.78 | 0
NC | 2040 | 185453870 | 22770018 | 188457.2 | 1134227.9 | 209546571.8 | 178786687.4 | 102862329.5 | 68010320 | 56438424 | 0.0359 | 0.0539 | 0.15 | 86672.03 | 46016 | 0.86 | 0.84 | 66.6 | 3.9 | 0.53 | 7.3 | 269.9 | 0.07 | 66.9 | 15.3 | 82.2 | 79.6 | 4.2 | 0.56 | 9 | 336.4 | 0.08 | 79.9 | 19 | 98.9 | 92.7 | 5.9 | 0.82 | 7.2 | 352.6 | 0.04 | 93.1 | 17.7 | 110.9 | 438.5 | 26.5 | 3.67 | 36.3 | 1690.4 | 0.24 | 440.2 | 86.8 | 527 | 13013777.3 | 753.2 | 102.9 | 1423055.4 | 52825.7 | 13.8 | 13064318.9 | 3001023 | 16065342 | 0 | 19.48 | 15.17 | 0 | 34.64 | 22.02 | 18.33 | 0 | 40.35 | 197904050 | 106684240 | 19474364 | 347894.9 | 0 | 0 | 5661160 | 0 | 0 | 7225485.5 | 21144160 | 0 | 159677.5 | 0 | 5515986.5 | 38761908 | 350.7 | 154310.3 | 0 | 78248770 | 8123102.5 | 13086885 | 10509.9 | 88.8 | 0 | 7714 | 0 | 0 | 5339 | 5599 | 0 | 6416.3 | 0 | 2127.9 | 5149.6 | 80.2 | 86 | 0 | 36321.4 | 3837 | 2464.6 | 57749.4 | 860 | 0 | 0 | 0.04 | 0 | 0.85 | 0
NC | 2045 | 197852460 | 22623336 | 201571.2 | 1240490.4 | 221917860.1 | 190739617.6 | 110706130.6 | 80668970 | 58896024 | 0.0359 | 0.0539 | 0.15 | 88095.85 | 49805.9 | 0.87 | 0.92 | 57.5 | 2.8 | 0.38 | 6.9 | 249.8 | 0.06 | 57.7 | 14.4 | 72.1 | 38 | 1.8 | 0.24 | 4.7 | 167.7 | 0.04 | 38.1 | 9.7 | 47.8 | 43.9 | 2.9 | 0.41 | 3.3 | 162.3 | 0.02 | 44.1 | 8.1 | 52.2 | 393.9 | 22.5 | 3.09 | 34.5 | 1564.1 | 0.21 | 395.4 | 81.1 | 476.6 | 11367755.3 | 556.3 | 74.2 | 1373335.7 | 49453.7 | 12.8 | 11404599.5 | 2850562.8 | 14255162.4 | 0 | 18.05 | 15.66 | 0 | 33.71 | 20.5 | 18.8 | 0 | 39.29 | 199975120 | 111211730 | 19266670 | 326880.2 | 0 | 0 | 3838330.5 | 0 | 0 | 8304393 | 21195310 | 0 | 293935.4 | 0 | 5492590.5 | 38185280 | 119.8 | 164270.6 | 0 | 81699740 | 8308609 | 12898980 | 11019.2 | 88.8 | 0 | 5349 | 0 | 0 | 6342.8 | 5369 | 0 | 8849.8 | 0 | 2132.4 | 5149.6 | 62.2 | 86 | 0 | 39080.5 | 3837 | 2551.3 | 56915.9 | 860 | 0 | 0 | 0.04 | 0 | 0.92 | 0
NC | 2050 | 209716240 | 18526870 | 212527.3 | 1359254.5 | 229814886.4 | 202176882.4 | 116738724.3 | 92611410 | 61327220 | 0.0359 | 0.0539 | 0.15 | 87139.21 | 53123 | 0.87 | 1 | 49 | 1.2 | 0.14 | 7.2 | 250.4 | 0.06 | 49 | 14.7 | 63.7 | 0 | 0 | 0 | 0 | 0 | 0 | 0 | 0 | 0 | 20 | 1.3 | 0.18 | 1.6 | 76.4 | 0.01 | 20.1 | 3.8 | 24 | 393.2 | 18 | 2.39 | 37.9 | 1707.6 | 0.2 | 394.4 | 88.8 | 483.3 | 9619182.7 | 241.7 | 27.5 | 1421316.5 | 49224.6 | 11.9 | 9633883 | 2891452.6 | 12525335.6 | 0 | 19.14 | 15.97 | 0 | 35.11 | 21.43 | 18.74 | 0 | 40.18 | 198269380 | 113076160 | 15814336 | 323242.6 | 0 | 0 | 745681 | 0 | 0 | 9411556 | 24106530 | 0 | 465410.8 | 0 | 5482851.5 | 38081956 | 17.9 | 173183.4 | 0 | 78758430 | 12185264 | 12720912 | 12034.3 | 88.8 | 0 | 2435 | 0 | 0 | 7363.6 | 5369 | 0 | 13259.7 | 0 | 2132.4 | 5149.6 | 62.2 | 86 | 0 | 37638.5 | 3837 | 3691.7 | 45056.5 | 860 | 0 | 0 | 0.04 | 0 | 1 | 0
ND | 2024 | 15875034 | 0 | 0 | 439514.4 | 16314548.9 | 15304091.7 | -160082.6 | 11702844 | 28949594 | 0.036 | 0.054 | 0.1764 | 6782.98 | 2991.8 | 0.77 | 0.75 | 272.6 | 31.1 | 4.52 | 8.7 | 601.8 | 0.14 | 274.7 | 26.6 | 301.3 | 298.2 | 34 | 4.95 | 9.5 | 659.3 | 0.15 | 300.6 | 29.2 | 329.8 | 248.9 | 20.9 | 2.98 | 15 | 776.3 | 0.13 | 250.4 | 38.1 | 288.5 | 767.7 | 68.8 | 9.95 | 43.2 | 2186.6 | 0.45 | 772.4 | 108.5 | 880.9 | 9062583 | 1034.4 | 150.4 | 288046.9 | 20014.7 | 4.5 | 9134472.9 | 885718.7 | 10020191.6 | 0 | 24.94 | 1.25 | 0 | 26.19 | 26.43 | 1.34 | 0 | 27.78 | 33649604 | 16474630 | 0 | 0 | 0 | 7320642.5 | 7731497 | 0 | 0 | 111489.3 | 0 | 0 | 142531.5 | 0 | 1965180.2 | 0 | 15122.8 | 0 | 0 | 0 | 16363142 | 0 | 0 | 0 | 0 | 2679 | 0 | 0 | 82.2 | 0 | 0 | 425.2 | 0 | 510 | 0 | 148.8 | 0 | 0 | 0 | 0 | 4727.9 | 0 | 0 | 0 | 0 | 0 | 0 | 0 | 0
ND | 2026 | 15844322 | 0 | 0 | 448099.8 | 16292421.3 | 15274483.8 | -4744329.5 | 11778010 | 29955462 | 0.036 | 0.054 | 0.176 | 39538.56 | 3062.6 | 0.87 | 0.86 | 154.9 | 17.7 | 2.57 | 4.9 | 341.2 | 0.08 | 156.1 | 15.1 | 171.2 | 173.5 | 19.8 | 2.88 | 5.5 | 383 | 0.09 | 174.8 | 17 | 191.8 | 144.7 | 10.4 | 1.47 | 10.3 | 503.9 | 0.08 | 145.4 | 25.3 | 170.7 | 605.1 | 54.2 | 7.81 | 33.8 | 1752.6 | 0.34 | 608.8 | 86.1 | 694.9 | 5255277.9 | 600.6 | 87.3 | 166404.2 | 11581.7 | 2.6 | 5297018.4 | 512252.9 | 5809271.3 | 0 | 18.95 | 7.45 | 0 | 26.4 | 20.08 | 7.96 | 0 | 28.05 | 34563252 | 21036750 | 0 | 0 | 0 | 6769724 | 4522880.5 | 0 | 0 | 132238.1 | 0 | 0 | 68817.1 | 0 | 2155567.2 | 0 | 9512.7 | 0 | 0 | 0 | 20904512 | 0 | 0 | 0 | 0 | 2679 | 0 | 0 | 104.4 | 0 | 0 | 425.2 | 0 | 559 | 0 | 128.3 | 0 | 0 | 0 | 0 | 6383.8 | 0 | 0 | 0 | 0 | 0 | 0 | 0 | 0
ND | 2028 | 16084381 | 0 | 0 | 456229.7 | 16540610.3 | 15505911.2 | -5957505.6 | 11642393 | 29995500 | 0.036 | 0.054 | 0.1767 | 36570.73 | 3127.2 | 0.94 | 0.93 | 75.7 | 8.7 | 1.26 | 2.4 | 166.4 | 0.04 | 76.3 | 7.3 | 83.6 | 80.1 | 9.2 | 1.33 | 2.5 | 176.6 | 0.04 | 80.8 | 7.8 | 88.6 | 85.9 | 3.2 | 0.41 | 8.9 | 394.3 | 0.04 | 86.1 | 20.7 | 106.8 | 432.6 | 37.2 | 5.34 | 25.8 | 1303.1 | 0.25 | 435.2 | 64.7 | 499.9 | 2578857.9 | 295.2 | 42.9 | 81229.7 | 5670.6 | 1.3 | 2599372.6 | 250563.4 | 2849936 | 0 | 12.75 | 7.09 | 0 | 19.83 | 13.53 | 7.6 | 0 | 21.13 | 34991520 | 22498116 | 0 | 0 | 0 | 8066681.5 | 2241741.2 | 0 | 0 | 166233.1 | 0 | 0 | 27017.8 | 0 | 2153830.8 | 0 | 4132 | 0 | 0 | 0 | 22331882 | 0 | 0 | 0 | 0 | 2679 | 0 | 0 | 135.8 | 0 | 0 | 425.2 | 0 | 559 | 0 | 107.1 | 0 | 0 | 0 | 0 | 7967.5 | 0 | 0 | 0 | 0 | 0 | 0 | 0 | 0
ND | 2030 | 16079182 | 0 | 0 | 401017.2 | 16480199.5 | 15500902.1 | -8118010.4 | 6951921 | 27410640 | 0.036 | 0.054 | 0.1766 | 49288.39 | 3255.7 | 0.96 | 0.96 | 45.1 | 5.2 | 0.75 | 1.4 | 98.6 | 0.02 | 45.4 | 4.3 | 49.8 | 47.7 | 5.5 | 0.8 | 1.5 | 104.6 | 0.02 | 48.1 | 4.6 | 52.7 | 104.2 | 5.1 | 0.68 | 9.7 | 439.9 | 0.05 | 104.5 | 22.8 | 127.3 | 326.1 | 28.3 | 4.05 | 19.2 | 984.8 | 0.18 | 328 | 48.6 | 376.6 | 1608701.9 | 184.8 | 26.9 | 50028.4 | 3520.8 | 0.8 | 1621544.6 | 155165.4 | 1776710 | 0 | 9.46 | 10.22 | 0 | 19.68 | 10.01 | 10.96 | 0 | 20.98 | 37058572 | 24598210 | 0 | 0 | 0 | 8967728 | 1421292.2 | 0 | 0 | 217687.8 | 0 | 0 | 7503.3 | 0 | 2063001.2 | 0 | 835.4 | 0 | 0 | 0 | 24380522 | 0 | 0 | 0 | 0 | 2679 | 0 | 0 | 183.6 | 0 | 0 | 425.2 | 0 | 559 | 0 | 103.1 | 0 | 0 | 0 | 0 | 10293.4 | 0 | 0 | 0 | 0 | 0 | 0 | 0 | 0
ND | 2035 | 17257814 | 0 | 0 | 410384.5 | 17668198.1 | 16637163.4 | -10678007.3 | 6285869.5 | 28566028 | 0.036 | 0.054 | 0.1766 | 81398.2 | 3560.9 | 0.97 | 0.97 | 29.7 | 3.4 | 0.5 | 0.9 | 64.8 | 0.01 | 29.9 | 2.9 | 32.8 | 33.5 | 3.8 | 0.56 | 1 | 73.1 | 0.02 | 33.7 | 3.2 | 37 | 135.7 | 7.7 | 1.06 | 11.5 | 540.5 | 0.07 | 136.2 | 27.6 | 163.9 | 294.8 | 25.8 | 3.71 | 17.1 | 877.3 | 0.17 | 296.5 | 43.3 | 339.9 | 1126679.1 | 129.6 | 18.9 | 34813.9 | 2458.7 | 0.6 | 1135690.9 | 108235.5 | 1243926.4 | 0 | 8.4 | 17.01 | 0 | 25.41 | 8.9 | 18.27 | 0 | 27.17 | 40083004 | 28346204 | 0 | 0 | 0 | 8771864 | 1016048.6 | 0 | 0 | 285230.2 | 0 | 0 | 1260.8 | 0 | 1947230.4 | 0 | 393.1 | 0 | 0 | 0 | 28060976 | 0 | 0 | 0 | 0 | 2679 | 0 | 0 | 254.2 | 0 | 0 | 425.2 | 0 | 559 | 0 | 103.1 | 0 | 0 | 0 | 0 | 12827.6 | 0 | 0 | 0 | 0 | 0 | 0 | 0 | 0
ND | 2040 | 18657330 | 0 | 0 | 474623.5 | 19131953.4 | 17986364.7 | -16774026.5 | 6270166 | 34140430 | 0.036 | 0.054 | 0.1766 | 76232.29 | 3920.7 | 0.99 | 0.99 | 14.8 | 1.7 | 0.25 | 0.5 | 32.4 | 0.01 | 15 | 1.4 | 16.4 | 17.1 | 2 | 0.29 | 0.5 | 37.2 | 0.01 | 17.2 | 1.6 | 18.8 | 157.2 | 9.4 | 1.29 | 13.8 | 617.5 | 0.1 | 157.9 | 32.2 | 190 | 230.6 | 19.3 | 2.76 | 14.1 | 721 | 0.12 | 231.9 | 35.7 | 267.6 | 637591.2 | 73.4 | 10.7 | 19643.4 | 1390.1 | 0.3 | 642694.8 | 61155.3 | 703850.1 | 0 | 6.76 | 15.45 | 0 | 22.21 | 7.13 | 16.64 | 0 | 23.77 | 47151492 | 35905980 | 0 | 0 | 0 | 8808631 | 599253.8 | 0 | 0 | 268155.2 | 0 | 0 | 0 | 0 | 1837627.4 | 0 | 0 | 0 | 0 | 6668388.5 | 28969436 | 0 | 0 | 0 | 0 | 2679 | 0 | 0 | 260 | 0 | 0 | 425.2 | 0 | 559 | 0 | 103.1 | 0 | 0 | 5107.4 | 0 | 13568.9 | 0 | 0 | 0 | 0 | 0 | 0 | 0 | 0
ND | 2045 | 19903522 | 354517.7 | 0 | 495077.1 | 20753115.9 | 19187746.7 | -16658825.2 | 7212027 | 35408736 | 0.0359 | 0.054 | 0.1768 | 81121.37 | 4216.8 | 0.99 | 0.99 | 14.1 | 1.6 | 0.24 | 0.4 | 30.7 | 0.01 | 14.2 | 1.4 | 15.6 | 16.5 | 1.9 | 0.28 | 0.5 | 36.1 | 0.01 | 16.7 | 1.6 | 18.3 | 160.2 | 8.3 | 1.12 | 15.4 | 671.2 | 0.1 | 160.7 | 35.4 | 196.1 | 220.8 | 17.3 | 2.45 | 14.7 | 730.6 | 0.12 | 222 | 36.5 | 258.5 | 646456.4 | 74.4 | 10.8 | 19916.5 | 1409.4 | 0.3 | 651631.1 | 62005.6 | 713636.7 | 0 | 6.74 | 16.15 | 0 | 22.89 | 7.21 | 17.72 | 0 | 24.93 | 49078824 | 37411940 | 304610.8 | 0 | 0 | 8914114 | 592394 | 0 | 0 | 264870.2 | 0 | 0 | 0 | 0 | 1855763.8 | 0 | 0 | 0 | 0 | 6618766.5 | 30528304 | 0 | 142.9 | 0 | 0 | 2221 | 0 | 0 | 267.5 | 0 | 0 | 425.2 | 0 | 559 | 0 | 103.1 | 0 | 0 | 5155.7 | 0 | 13790 | 945.8 | 0 | 0 | 0 | 0 | 0 | 0 | 0
ND | 2050 | 21012444 | 377386.6 | 0 | 612935.1 | 22002765.7 | 20256787.8 | -24034124.8 | 8946549 | 44363400 | 0.0359 | 0.054 | 0.1768 | 77733.82 | 4457.1 | 1 | 0.99 | 4.7 | 0.5 | 0.08 | 0.1 | 10.2 | 0 | 4.7 | 0.5 | 5.2 | 6.7 | 0.8 | 0.11 | 0.2 | 14.7 | 0 | 6.8 | 0.6 | 7.4 | 162.1 | 7.7 | 1.02 | 16.8 | 704.9 | 0.12 | 162.6 | 37.8 | 200.4 | 176.7 | 12.2 | 1.71 | 13.1 | 635.9 | 0.09 | 177.6 | 32.1 | 209.6 | 243196.4 | 28 | 4.1 | 7492.6 | 530.2 | 0.1 | 245143.1 | 23326.5 | 268469.5 | 0 | 5.68 | 15.51 | 0 | 21.19 | 6.07 | 17.1 | 0 | 23.17 | 57561670 | 46036892 | 321135.8 | 0 | 0 | 9155510 | 233192 | 0 | 0 | 250259 | 0 | 0 | 0 | 0 | 1814944.8 | 0 | 0 | 0 | 0 | 11933436 | 33853196 | 0 | 144 | 0 | 0 | 1733.1 | 0 | 0 | 281.4 | 0 | 0 | 425.2 | 0 | 559 | 0 | 103.1 | 0 | 0 | 11231.3 | 0 | 15852.6 | 950 | 0 | 0 | 0 | 0 | 0 | 0 | 0
NE | 2024 | 33243568 | 420.4 | 0 | 554304.6 | 33798293.5 | 32048512.5 | -2847273.2 | 22227818 | 39763480 | 0.0359 | 0.0539 | 0.16 | 6631.99 | 8248.8 | 0.85 | 0.79 | 149.7 | 16.6 | 2.41 | 6.2 | 349.5 | 0.1 | 150.9 | 16.7 | 167.6 | 214.7 | 23.8 | 3.45 | 8.7 | 501.8 | 0.13 | 216.4 | 23.7 | 240.1 | 252 | 20.3 | 2.89 | 15.9 | 811.9 | 0.13 | 253.4 | 40.2 | 293.6 | 729.1 | 63 | 9.13 | 43.4 | 2119.3 | 0.45 | 733.5 | 106.7 | 840.2 | 7615699 | 843.8 | 122.4 | 317406.5 | 17785.6 | 4.9 | 7674269.1 | 848765.8 | 8523034.8 | 0 | 24.74 | 1.46 | 0 | 26.2 | 26.31 | 1.6 | 0 | 27.91 | 51345810 | 36645570 | 360.7 | 44286.8 | 0 | 0 | 7151477.5 | 0 | 0 | 112950.5 | 306430.7 | 0 | 331421.8 | 0 | 962127.9 | 5903859 | 277.2 | 0 | 0 | 6556533.5 | 29976084 | 0 | 0.4 | 11 | 0 | 3777.6 | 0 | 0 | 75.1 | 338.5 | 0 | 1636.2 | 0 | 280.9 | 770 | 10.4 | 0 | 0 | 2705.2 | 0 | 7600.5 | 0.9 | 0 | 0 | 0 | 0 | 0 | 0 | 0
NE | 2026 | 33883490 | 4832.6 | 0 | 572985.4 | 34461307.2 | 32665430.8 | -4270655.1 | 23457434 | 39566136 | 0.0359 | 0.0539 | 0.16 | 41614.95 | 8418 | 0.89 | 0.86 | 104.1 | 11.6 | 1.68 | 4.6 | 242.7 | 0.07 | 104.9 | 11.8 | 116.8 | 146 | 16.2 | 2.35 | 6.2 | 341.7 | 0.1 | 147.1 | 16.4 | 163.6 | 152.1 | 10.8 | 1.52 | 10.9 | 534.9 | 0.08 | 152.9 | 26.9 | 179.8 | 612 | 53.4 | 7.7 | 35.6 | 1804.5 | 0.35 | 615.7 | 89.4 | 705.1 | 5197381.7 | 577.4 | 83.8 | 229563.1 | 12126 | 3.7 | 5237461.4 | 591927.3 | 5829388.8 | 0 | 20.3 | 8.77 | 0 | 29.07 | 21.59 | 9.53 | 0 | 31.12 | 50587470 | 38731964 | 4123.2 | 37835.3 | 0 | 0 | 4903535.5 | 0 | 0 | 137539 | 234809.2 | 0 | 177016.2 | 0 | 845792.2 | 5652303.5 | 96.2 | 0 | 0 | 6557142.5 | 32037280 | 0 | 3.4 | 11 | 0 | 3777.6 | 0 | 0 | 94.1 | 338.5 | 0 | 1631 | 0 | 280.9 | 770 | 10.4 | 0 | 0 | 2900.8 | 0 | 8660.3 | 12.9 | 0 | 0 | 0 | 0 | 0 | 0 | 0
NE | 2028 | 34669024 | 106592.2 | 0 | 834073.1 | 35609689.3 | 33422731.3 | -12431184.8 | 30312598 | 52007444 | 0.0359 | 0.0539 | 0.16 | 57355.78 | 8418.1 | 0.95 | 0.92 | 52.3 | 5.8 | 0.84 | 2.6 | 123 | 0.04 | 52.7 | 6.3 | 59 | 85.3 | 9.5 | 1.37 | 4 | 200.1 | 0.07 | 85.9 | 10 | 95.9 | 93.2 | 3.9 | 0.52 | 9.2 | 411.6 | 0.05 | 93.4 | 21.4 | 114.9 | 480.7 | 40.6 | 5.84 | 29.4 | 1460.9 | 0.28 | 483.5 | 73 | 556.6 | 2962889.8 | 328.8 | 47.7 | 150427.2 | 6970.5 | 2.5 | 2985715.8 | 358843.5 | 3344559.3 | 0 | 15.56 | 9.87 | 0 | 25.43 | 16.6 | 10.65 | 0 | 27.25 | 57325068 | 48040876 | 90990.1 | 31651.3 | 0 | 0 | 2788029.8 | 0 | 0 | 183037.2 | 159510.1 | 0 | 89287.1 | 0 | 717098.7 | 5407628.5 | 2.4 | 0 | 0 | 7470909 | 40386930 | 0 | 71.1 | 11 | 0 | 3756.6 | 0 | 0 | 129.3 | 338.5 | 0 | 1512.3 | 0 | 280.9 | 770 | 10.4 | 0 | 0 | 3491.4 | 0 | 12146.5 | 294.1 | 0 | 0 | 0 | 0 | 0 | 0 | 0
NE | 2030 | 35557764 | 716310 | 0 | 763779.8 | 37037854.4 | 34279530.5 | -7491762.9 | 30108640 | 46235250 | 0.0359 | 0.0539 | 0.16 | 64222.97 | 8706.1 | 0.96 | 0.94 | 40.7 | 4.6 | 0.67 | 2.2 | 93.1 | 0.04 | 41 | 5 | 46 | 62.6 | 7.1 | 1.03 | 3.1 | 143.5 | 0.05 | 63.1 | 7.4 | 70.4 | 106.9 | 5.4 | 0.73 | 9.7 | 445.7 | 0.05 | 107.3 | 23 | 130.3 | 416.4 | 36.2 | 5.19 | 24.6 | 1254.8 | 0.23 | 418.9 | 62 | 481 | 2128092.8 | 241.3 | 35.1 | 115448.6 | 4875.2 | 2.1 | 2144854.2 | 261302.9 | 2406157.1 | 0 | 13.17 | 10.82 | 0 | 24 | 14.2 | 11.83 | 0 | 26.03 | 53178576 | 44529616 | 607384.2 | 27278.4 | 0 | 0 | 2066354.4 | 0 | 0 | 272226.2 | 61930.8 | 0 | 16362.6 | 0 | 618253 | 5251396.5 | 0 | 0 | 0 | 6978086.5 | 37279304 | 0 | 475.6 | 11 | 0 | 3756.6 | 0 | 0 | 189.2 | 338.5 | 0 | 1438.1 | 0 | 280.9 | 770 | 6 | 0 | 0 | 3493.6 | 0 | 12146.5 | 1913.8 | 0 | 0 | 0 | 0 | 0 | 0 | 0
NE | 2035 | 37823060 | 1093379 | 0 | 745324.5 | 39661764 | 36463415.2 | -6122464.5 | 33702424 | 43265420 | 0.0359 | 0.0539 | 0.16 | 86276.44 | 9565.9 | 0.96 | 0.94 | 38.8 | 4.4 | 0.64 | 1.3 | 86.2 | 0.02 | 39.1 | 3.8 | 42.9 | 61.5 | 7 | 1.01 | 2 | 137.4 | 0.03 | 62 | 6.1 | 68.1 | 135.9 | 7.7 | 1.06 | 11.5 | 541.8 | 0.07 | 136.4 | 27.7 | 164.1 | 401.1 | 35 | 5.02 | 23.4 | 1198.3 | 0.22 | 403.5 | 59.2 | 462.7 | 1873892 | 213.4 | 31 | 60653.4 | 4162.9 | 0.9 | 1888718.2 | 184961.3 | 2073679.4 | 0 | 12.3 | 14.51 | 0 | 26.8 | 13.28 | 15.95 | 0 | 29.24 | 49199870 | 45784228 | 929269.4 | 27260 | 0 | 0 | 1840862.8 | 0 | 0 | 493477.2 | 39185.6 | 0 | 10723.9 | 0 | 568340.8 | 0 | 0 | 0 | 0 | 7038485 | 38252268 | 0 | 999.4 | 11 | 0 | 3756.6 | 0 | 0 | 344.2 | 338.5 | 0 | 1432.3 | 0 | 280.9 | 0 | 5 | 0 | 0 | 3655.8 | 0 | 12777.3 | 3407.8 | 0 | 0 | 0 | 0 | 0 | 0 | 0
NE | 2040 | 40417564 | 1531038.1 | 0 | 910460.2 | 42859060.5 | 38964666.4 | -17799091.7 | 35843124 | 56399916 | 0.0359 | 0.0539 | 0.16 | 84770.92 | 10467.3 | 0.98 | 0.97 | 15.7 | 1.8 | 0.26 | 0.5 | 34.5 | 0.01 | 15.8 | 1.5 | 17.3 | 27.5 | 3.1 | 0.45 | 0.9 | 61.2 | 0.01 | 27.7 | 2.7 | 30.4 | 157 | 9.3 | 1.28 | 13.7 | 618.4 | 0.1 | 157.7 | 32.2 | 189.9 | 330.5 | 28 | 4.01 | 20 | 1018.6 | 0.18 | 332.4 | 50.4 | 382.8 | 959657.4 | 109.9 | 16 | 30785.3 | 2114 | 0.5 | 967291.5 | 93913 | 1061204.4 | 0 | 10.01 | 13.81 | 0 | 23.83 | 10.89 | 15.24 | 0 | 26.13 | 63440776 | 60658150 | 1300314.4 | 22897.4 | 0 | 0 | 962998 | 0 | 0 | 622197.8 | 13120.6 | 0 | 983.5 | 0 | 482311.4 | 0 | 0 | 0 | 0 | 9304506 | 50731450 | 0 | 998.9 | 11 | 0 | 3417.5 | 0 | 0 | 475.7 | 338.5 | 0 | 1424.1 | 0 | 280.9 | 0 | 5 | 0 | 0 | 4993.6 | 0 | 18165 | 3406.9 | 0 | 0 | 0 | 0 | 0 | 0 | 0
NE | 2045 | 42761036 | 1691140.8 | 0 | 872618.8 | 45324797.6 | 41223894.7 | -14702332.6 | 36749276 | 54377164 | 0.0359 | 0.0539 | 0.16 | 86359.29 | 11206.3 | 0.98 | 0.98 | 16.8 | 1.9 | 0.28 | 0.5 | 37.1 | 0.01 | 16.9 | 1.6 | 18.5 | 22.2 | 2.5 | 0.36 | 0.7 | 49.6 | 0.01 | 22.3 | 2.2 | 24.5 | 160.5 | 8.4 | 1.13 | 15.3 | 671.3 | 0.1 | 161.1 | 35.3 | 196.4 | 295.5 | 23.8 | 3.39 | 19.1 | 955 | 0.16 | 297.2 | 47.6 | 344.7 | 1021296.8 | 116.6 | 17 | 32975.7 | 2259 | 0.5 | 1029400.1 | 100432.8 | 1129833 | 0 | 9.15 | 13.94 | 0 | 23.09 | 9.92 | 15.39 | 0 | 25.31 | 62965256 | 60027130 | 1443146.4 | 22635 | 0 | 0 | 1023463.3 | 0 | 0 | 792477.8 | 18591.8 | 0 | 2492.6 | 0 | 427796.7 | 0 | 0 | 0 | 0 | 10086076 | 49148576 | 0 | 1064.2 | 11 | 0 | 3119.3 | 0 | 0 | 614.4 | 338.5 | 0 | 1418.9 | 0 | 280.9 | 0 | 5 | 0 | 0 | 5591.8 | 0 | 18225 | 3659.3 | 0 | 0 | 0 | 0 | 0 | 0 | 0
NE | 2050 | 44904230 | 2517176.8 | 0 | 866831.4 | 48288239.6 | 43290015.3 | -14778087.8 | 35865428 | 54194790 | 0.0359 | 0.0539 | 0.16 | 85732.83 | 11806.1 | 0.99 | 0.98 | 14.8 | 1.7 | 0.24 | 0.5 | 32.9 | 0.01 | 14.9 | 1.5 | 16.4 | 19.1 | 2.1 | 0.31 | 0.7 | 43.6 | 0.01 | 19.3 | 2 | 21.2 | 163.7 | 7.9 | 1.05 | 16.7 | 706.9 | 0.11 | 164.2 | 37.8 | 202 | 265.6 | 18.9 | 2.65 | 19.3 | 938.9 | 0.14 | 266.8 | 47.3 | 314.1 | 949580.1 | 107.9 | 15.7 | 31198.7 | 2118.4 | 0.5 | 957073.4 | 94456.5 | 1051529.9 | 0 | 8.74 | 13.36 | 0 | 22.1 | 9.6 | 14.95 | 0 | 24.55 | 66620760 | 63066330 | 2147806 | 21296.8 | 0 | 0 | 945302.9 | 0 | 0 | 985845.5 | 30334.2 | 0 | 1730.1 | 0 | 407964.6 | 0 | 0 | 0 | 0 | 14180675 | 47899810 | 0 | 1366.6 | 11 | 0 | 3042.3 | 0 | 0 | 777.8 | 338.5 | 0 | 1412.8 | 0 | 280.9 | 0 | 1.6 | 0 | 0 | 7913.6 | 0 | 17319.8 | 5124.1 | 0 | 0 | 0 | 0 | 0 | 0 | 0
NH | 2024 | 10632490 | 666.7 | 0 | 122907 | 10756063.2 | 10250169 | 9398855.8 | 8778659 | 13843795 | 0.0359 | 0.054 | 0.135 | 10056.75 | 2359.9 | 0.91 | 0.94 | 52.6 | 3.2 | 0.43 | 13.7 | 224.9 | 0.17 | 52.8 | 20.4 | 73.2 | 34 | 2 | 0.28 | 9.6 | 147.5 | 0.12 | 34.1 | 14 | 48.1 | 327 | 7.9 | 0.93 | 37.5 | 1620.3 | 0.17 | 327.5 | 85.8 | 413.3 | 629.7 | 36.6 | 5.15 | 53.7 | 2381.1 | 0.38 | 632.2 | 124.8 | 756.9 | 833450.2 | 50.1 | 6.9 | 215552.6 | 3560.1 | 2.7 | 836824.3 | 322372.9 | 1159197.2 | 0 | 31.57 | 2.01 | 0 | 33.58 | 33.42 | 2.17 | 0 | 35.59 | 15838658 | 1357207.5 | 565 | 1652261.2 | 0 | 0 | 308564.2 | 0 | 0 | 270019.6 | 1130901.5 | 0 | 0 | 0 | 1427982 | 9961176 | 0 | 0 | 0 | 251195.5 | 835992.2 | 0 | 0.8 | 233.1 | 0 | 438.5 | 0 | 0 | 202.2 | 1238.5 | 0 | 0 | 0 | 506.5 | 1247.8 | 248.1 | 0 | 0 | 132.4 | 0 | 237.2 | 1.6 | 0 | 0 | 0 | 0.2 | 0 | 0 | 0
NH | 2026 | 10754940 | 629.5 | 0 | 110620.3 | 10866190 | 10368217.7 | 9031274.7 | 7653205 | 13173025 | 0.0359 | 0.054 | 0.135 | 40625.82 | 2412 | 0.91 | 0.94 | 46.9 | 1.9 | 0.25 | 13.7 | 229.7 | 0.16 | 47 | 20.6 | 67.6 | 32.5 | 1.3 | 0.17 | 10.1 | 161.4 | 0.12 | 32.6 | 14.9 | 47.5 | 306.1 | 6.7 | 0.75 | 35.7 | 1546.5 | 0.15 | 306.5 | 81.8 | 388.3 | 584.4 | 31.7 | 4.39 | 51.5 | 2314.9 | 0.33 | 586.5 | 120.6 | 707.1 | 769505.7 | 31.8 | 4.1 | 223598.2 | 3767.6 | 2.6 | 771579 | 336591.2 | 1108170.2 | 0 | 28.61 | 8.02 | 0 | 36.62 | 30.28 | 8.64 | 0 | 38.92 | 16407003 | 1834915.4 | 523.8 | 1651939.4 | 0 | 0 | 155105.4 | 0 | 0 | 350087.6 | 1402624.8 | 0 | 0 | 0 | 1426085.6 | 9935809 | 0 | 0 | 0 | 247691 | 1237136.6 | 0 | 0.8 | 233.1 | 0 | 438.5 | 0 | 0 | 263.3 | 1238.5 | 0 | 0 | 0 | 506.5 | 1247.8 | 248.1 | 0 | 0 | 132.4 | 0 | 330.7 | 1.6 | 0 | 0 | 0 | 0.21 | 0 | 0 | 0
NH | 2028 | 10962781 | 604.2 | 0 | 106049.3 | 11069434.3 | 10568587.4 | 8200040.7 | 6965741 | 13109813 | 0.0359 | 0.054 | 0.135 | 47921.08 | 2501.4 | 0.92 | 0.94 | 35.3 | 0.7 | 0.07 | 12.8 | 201.3 | 0.15 | 35.4 | 18.8 | 54.2 | 26.6 | 0.5 | 0.05 | 9.9 | 152 | 0.11 | 26.7 | 14.4 | 41.1 | 303.3 | 5.9 | 0.62 | 35.8 | 1567.5 | 0.14 | 303.6 | 82.6 | 386.2 | 527 | 25.2 | 3.44 | 49.8 | 2191.4 | 0.3 | 528.7 | 115.2 | 643.9 | 609323.2 | 11.7 | 1.2 | 219061 | 3469.1 | 2.5 | 609994 | 323133.1 | 933127.1 | 0 | 24.37 | 9.39 | 0 | 33.75 | 25.8 | 10.11 | 0 | 35.91 | 17243018 | 2869393.8 | 503.4 | 1646281.1 | 0 | 0 | 1853.7 | 0 | 0 | 442930.6 | 1443547.5 | 0 | 0 | 0 | 1416109 | 9865329 | 0 | 0 | 0 | 243864.3 | 2182598.8 | 0 | 0.8 | 233.1 | 0 | 330.5 | 0 | 0 | 335 | 1238.5 | 0 | 0 | 0 | 506.5 | 1247.8 | 248.1 | 0 | 0 | 132.4 | 0 | 573.5 | 1.6 | 0 | 0 | 0 | 0.21 | 0 | 0 | 0
NH | 2030 | 11234388 | 567.7 | 0 | 67725.2 | 11302680.8 | 10830432.2 | 5246893.9 | 3164454.5 | 11473400 | 0.0359 | 0.054 | 0.135 | 68501.87 | 2620.7 | 0.94 | 0.95 | 23.8 | 0.4 | 0.04 | 9.7 | 138.6 | 0.12 | 23.9 | 13.8 | 37.7 | 22.7 | 0.4 | 0.04 | 9.1 | 131.9 | 0.11 | 22.8 | 13 | 35.8 | 309 | 6.1 | 0.65 | 36.5 | 1591.3 | 0.15 | 309.3 | 83.9 | 393.3 | 494 | 22.6 | 3.05 | 47.4 | 2112 | 0.27 | 495.5 | 110.4 | 605.9 | 468774.4 | 8.8 | 0.9 | 189372.7 | 2724 | 2.4 | 469278.9 | 271202.8 | 740481.7 | 0 | 23.71 | 13.5 | 0 | 37.2 | 25.1 | 14.51 | 0 | 39.61 | 19669570 | 6055787 | 470 | 1316850 | 0 | 0 | 0 | 0 | 0 | 566379.3 | 1113299.5 | 0 | 0 | 0 | 1398922.1 | 9784241 | 0 | 0 | 0 | 304827.8 | 5184580 | 0 | 0.8 | 190 | 0 | 252.5 | 0 | 0 | 429.3 | 1238.5 | 0 | 0 | 0 | 506.5 | 1247.8 | 165.9 | 0 | 0 | 163.4 | 0 | 1365.9 | 1.6 | 0 | 0 | 0 | 0.21 | 0 | 0 | 0
NH | 2035 | 12009599 | 662.5 | 0 | 75399.2 | 12085660.9 | 11577779.9 | 5957290.2 | 3676376 | 10195998 | 0.0359 | 0.054 | 0.135 | 94690.51 | 2961.7 | 0.96 | 0.96 | 18.9 | 0.4 | 0.04 | 8.1 | 111.5 | 0.12 | 18.9 | 11.5 | 30.4 | 18.1 | 0.4 | 0.04 | 7.4 | 105.7 | 0.11 | 18.1 | 10.6 | 28.7 | 313.3 | 6.3 | 0.67 | 36.9 | 1610 | 0.15 | 313.7 | 84.9 | 398.6 | 450.1 | 18.6 | 2.47 | 45.5 | 1981.7 | 0.26 | 451.3 | 104.6 | 555.9 | 352416.5 | 6.9 | 0.7 | 151216.8 | 2078.6 | 2.2 | 352810.9 | 213764.7 | 566575.6 | 0 | 22.26 | 19.39 | 0 | 41.64 | 23.57 | 20.92 | 0 | 44.5 | 18655468 | 6128370.5 | 570.1 | 682643.4 | 0 | 0 | 1853.7 | 0 | 0 | 724548 | 759746.8 | 0 | 51318.4 | 0 | 1363190 | 9667775 | 0 | 0 | 0 | 294322.7 | 5109500 | 0 | 0.8 | 105.9 | 0 | 252.5 | 0 | 0 | 559 | 1238.5 | 0 | 896.8 | 0 | 506.5 | 1247.8 | 165.9 | 0 | 0 | 163.4 | 0 | 1365.9 | 1.6 | 0 | 0 | 0 | 0.21 | 0 | 0 | 0
NH | 2040 | 12935759 | 11480.7 | 0 | 96781.9 | 13044021.9 | 12470643 | 6938485.1 | 5534654.5 | 11131633 | 0.0359 | 0.054 | 0.135 | 93395.09 | 3317.7 | 0.95 | 0.95 | 20.1 | 0.4 | 0.04 | 8.3 | 118.2 | 0.12 | 20.1 | 11.8 | 32 | 23.9 | 0.5 | 0.05 | 7.7 | 135.6 | 0.1 | 23.9 | 11.8 | 35.7 | 291.2 | 6.1 | 0.66 | 34.1 | 1492 | 0.14 | 291.5 | 78.6 | 370.1 | 431.3 | 14.2 | 1.8 | 46.8 | 2019.3 | 0.24 | 432.2 | 107 | 539.2 | 375780.4 | 7.1 | 0.7 | 154069.6 | 2207.4 | 2.2 | 376184.8 | 220460.2 | 596645 | 0 | 21.83 | 19.95 | 0 | 41.78 | 23.13 | 21.57 | 0 | 44.7 | 18685524 | 6105536.5 | 9834.7 | 678426.8 | 0 | 0 | 0 | 0 | 0 | 745852.6 | 747642.7 | 0 | 102020 | 0 | 1360224.6 | 9681839 | 0 | 0 | 0 | 284297 | 5075387 | 0 | 5.2 | 105.9 | 0 | 252.5 | 0 | 0 | 592.6 | 1238.5 | 0 | 2286.1 | 0 | 506.5 | 1247.8 | 165.9 | 0 | 0 | 163.4 | 0 | 1365.9 | 31.3 | 0 | 0 | 0 | 0.21 | 0 | 0 | 0
NH | 2045 | 13812371 | 47278.5 | 0 | 98968.7 | 13958619.2 | 13315722.6 | 7640247.9 | 6025409 | 11390830 | 0.0359 | 0.054 | 0.135 | 91207.37 | 3598.8 | 0.94 | 0.93 | 27 | 0.5 | 0.05 | 8.9 | 153.9 | 0.12 | 27 | 13.5 | 40.6 | 32.2 | 0.6 | 0.06 | 8.5 | 178.4 | 0.1 | 32.2 | 13.9 | 46.1 | 252.9 | 5.4 | 0.59 | 29.5 | 1295 | 0.12 | 253.3 | 68.1 | 321.4 | 445 | 13.4 | 1.66 | 49.2 | 2128.2 | 0.24 | 445.9 | 112.7 | 558.6 | 522905.8 | 9.9 | 1 | 171964.2 | 2978 | 2.3 | 523468.5 | 261338.2 | 784806.8 | 0 | 21.73 | 19.75 | 0 | 41.48 | 23.03 | 21.42 | 0 | 44.45 | 19363702 | 6318371 | 40533.1 | 688448.3 | 0 | 0 | 0 | 0 | 0 | 779906.2 | 1091697.5 | 0 | 105677.1 | 0 | 1382049.9 | 9736924 | 0 | 0 | 0 | 395507.9 | 5142957 | 0 | 21.2 | 105.9 | 0 | 0 | 0 | 0 | 636 | 1238.5 | 0 | 3115.6 | 0 | 506.5 | 1247.8 | 165.9 | 0 | 0 | 218.7 | 0 | 1365.9 | 122.3 | 0 | 0 | 0 | 0.21 | 0 | 0 | 0
NH | 2050 | 14719064 | 177959.3 | 0 | 96469.2 | 14993492.3 | 14189776.5 | 5643406.8 | 5743234 | 13473957 | 0.0359 | 0.054 | 0.135 | 89980.53 | 3826.3 | 0.93 | 0.92 | 31.2 | 0.6 | 0.06 | 8.5 | 173.8 | 0.1 | 31.2 | 13.7 | 44.9 | 36.1 | 0.7 | 0.07 | 8.5 | 198.2 | 0.1 | 36.2 | 14.4 | 50.6 | 231.8 | 5.1 | 0.55 | 26.9 | 1184.7 | 0.11 | 232.1 | 62.3 | 294.4 | 437.4 | 11.7 | 1.39 | 49.3 | 2156.3 | 0.22 | 438.1 | 113.7 | 551.8 | 710568.1 | 13.4 | 1.3 | 193096.6 | 3956.9 | 2.4 | 711332.8 | 311660.9 | 1022993.7 | 0 | 21.62 | 19.13 | 0 | 40.75 | 22.98 | 20.92 | 0 | 43.91 | 22778374 | 9350085 | 151557.3 | 670287.1 | 0 | 0 | 0 | 0 | 0 | 834193 | 1489941.2 | 0 | 138784 | 0 | 1333402.6 | 9644316 | 0 | 0 | 0 | 1561080.8 | 6954812 | 0 | 108.3 | 105.9 | 0 | 0 | 0 | 0 | 695.7 | 1238.5 | 0 | 3246.2 | 0 | 506.5 | 1247.8 | 0 | 0 | 0 | 748.8 | 0 | 1870.5 | 470.5 | 0 | 0 | 0 | 0.21 | 0 | 0 | 0
NJ | 2024 | 83972136 | 1037307.6 | 253195.6 | 201555.7 | 85464192.4 | 80953543.1 | 72742922.9 | 20743186 | 18762830 | 0.0359 | 0.0539 | 0.146 | 10302.94 | 22578.3 | 0.51 | 0.48 | 198.4 | 3.9 | 0.4 | 26.6 | 1040.5 | 0.15 | 198.6 | 57.6 | 256.3 | 226.4 | 6.3 | 0.74 | 28.3 | 1124.4 | 0.17 | 226.8 | 61.9 | 288.6 | 342.3 | 20.7 | 2.9 | 28.2 | 1288.5 | 0.19 | 343.7 | 66.6 | 410.3 | 725.9 | 51.5 | 7.39 | 53.7 | 2434.2 | 0.46 | 729.5 | 126.3 | 855.8 | 16468162.7 | 322.9 | 33 | 2206881.9 | 86354.5 | 12.9 | 16486789.2 | 4783755.4 | 21270544.6 | 0 | 31.69 | 2.48 | 0.19 | 34.36 | 33.68 | 2.74 | 0.2 | 36.61 | 83450430 | 12721269 | 883711.4 | 715400.3 | 0 | 0 | 108091.6 | 0 | 0 | 3787993.5 | 40584920 | 0 | 612838.2 | 0 | 16563.3 | 27602772 | 0 | 204869.9 | 0 | 5039141 | 16323.6 | 3877811.5 | 1222.2 | 156.3 | 0 | 219 | 0 | 0 | 2818.6 | 8571.4 | 0 | 2865.6 | 0 | 12.3 | 3456.6 | 0 | 420 | 0 | 2531.6 | 1100 | 7.6 | 2444.4 | 4200 | 0 | 0.7 | 0.28 | 0 | 0 | 0
NJ | 2026 | 84709660 | 1349402.2 | 269357.9 | 227379.6 | 86555802.3 | 81664519 | 73322134.4 | 20876288 | 17799978 | 0.0359 | 0.0539 | 0.146 | 41151.43 | 22855 | 0.51 | 0.51 | 193.1 | 3.7 | 0.37 | 26 | 1015.3 | 0.15 | 193.3 | 56.3 | 249.6 | 209.3 | 5.3 | 0.6 | 26.9 | 1057.6 | 0.16 | 209.6 | 58.4 | 268 | 294.6 | 13.9 | 1.88 | 27.6 | 1247.6 | 0.15 | 295.5 | 64.8 | 360.3 | 671.7 | 45.2 | 6.42 | 51.4 | 2371.1 | 0.39 | 674.8 | 122.1 | 797 | 16021883.8 | 307.4 | 31 | 2159982.4 | 84244.1 | 12.6 | 16039520.6 | 4673909.3 | 20713429.8 | 0 | 29.63 | 9.82 | 0.49 | 39.95 | 31.53 | 10.88 | 0.52 | 42.93 | 83442856 | 13233668 | 1162943.5 | 714256.8 | 0 | 0 | 47632.5 | 0 | 0 | 4391693.5 | 39958844 | 0 | 516532 | 0 | 16557.5 | 27577204 | 0 | 215217.2 | 0 | 4968838.5 | 16235.5 | 3856900.5 | 1533.3 | 156.3 | 0 | 219 | 0 | 0 | 3283.7 | 8571.4 | 0 | 2865.6 | 0 | 12.3 | 3456.6 | 0 | 420 | 0 | 2531.6 | 1100 | 7.6 | 3066.6 | 4200 | 0 | 1.3 | 0.41 | 0 | 0 | 0
NJ | 2028 | 86062200 | 2187857 | 523734.9 | 266946.4 | 89040735.7 | 82968398.5 | 65463134.7 | 19883612 | 25142662 | 0.0359 | 0.0539 | 0.146 | 48541.08 | 23400.8 | 0.57 | 0.57 | 171.1 | 3.2 | 0.32 | 23.1 | 901.5 | 0.13 | 171.3 | 50 | 221.3 | 185.4 | 4.2 | 0.47 | 24.2 | 950.4 | 0.14 | 185.6 | 52.6 | 238.2 | 227.6 | 5.4 | 0.6 | 26.1 | 1147.7 | 0.11 | 227.9 | 60.3 | 288.2 | 608.8 | 37.2 | 5.24 | 50.3 | 2263 | 0.36 | 611.4 | 117.8 | 729.2 | 16055819.7 | 303.1 | 30.3 | 2166780 | 84576.1 | 12.6 | 16073133.6 | 4690595.8 | 20763729.4 | 0 | 25.99 | 11.39 | 0.28 | 37.67 | 27.79 | 12.77 | 0.3 | 40.86 | 94350730 | 23577600 | 1856946.6 | 701300.8 | 0 | 0 | 4113.4 | 0 | 0 | 5119739.5 | 39787290 | 0 | 535610.2 | 0 | 16419.3 | 27447372 | 0 | 424079.6 | 0 | 4899518.5 | 16148 | 13542195 | 2054 | 156.3 | 0 | 219 | 0 | 0 | 3842.8 | 8571.4 | 0 | 2588.8 | 0 | 12.3 | 3456.6 | 0 | 420 | 0 | 2531.6 | 3758 | 7.6 | 5149.2 | 4200 | 0 | 0.8 | 0.4 | 0 | 0 | 0
NJ | 2030 | 87955400 | 2232471.5 | 669988.6 | 287295.8 | 91145156 | 84793516.2 | 66858629.6 | 23843126 | 23372726 | 0.0359 | 0.0539 | 0.146 | 66732.88 | 24182.6 | 0.6 | 0.6 | 156.6 | 3 | 0.3 | 21.5 | 825.8 | 0.13 | 156.8 | 46.1 | 202.9 | 168.9 | 4 | 0.44 | 22.3 | 863.4 | 0.14 | 169.1 | 48 | 217.2 | 227.9 | 7.4 | 0.92 | 24.2 | 1087.3 | 0.11 | 228.4 | 56.7 | 285.1 | 566.5 | 34 | 4.74 | 47 | 2164 | 0.31 | 568.8 | 111.5 | 680.4 | 14115860 | 266 | 26.6 | 1935106.6 | 74440.7 | 11.7 | 14131052.1 | 4156643 | 18287695.1 | 0 | 25.08 | 15.65 | 0.57 | 41.3 | 26.86 | 17.57 | 0.61 | 45.04 | 90709310 | 24286526 | 1903318.4 | 684307 | 0 | 0 | 0 | 0 | 0 | 5970135.5 | 35753536 | 0 | 317480.5 | 0 | 16151.4 | 27202502 | 0 | 545485.8 | 0 | 4831165.5 | 16060.9 | 13469165 | 2054 | 156.3 | 0 | 219 | 0 | 0 | 4495.8 | 8177.4 | 0 | 2525.1 | 0 | 12.3 | 3456.6 | 0 | 420 | 0 | 2531.6 | 3758 | 7.6 | 5149.2 | 4200 | 0 | 1.2 | 0.53 | 0 | 0 | 0
NJ | 2035 | 93346710 | 4838105 | 584849 | 334681.3 | 99104349.2 | 89990985.3 | 60451581.5 | 28361908 | 30535910 | 0.0359 | 0.0539 | 0.146 | 87325.3 | 26464.7 | 0.7 | 0.67 | 117.2 | 2.2 | 0.22 | 16.5 | 619.1 | 0.11 | 117.3 | 35 | 152.3 | 138.8 | 3.5 | 0.4 | 18.4 | 702.7 | 0.12 | 139 | 39.4 | 178.4 | 235.6 | 10.3 | 1.36 | 22.6 | 1039.6 | 0.11 | 236.2 | 53.6 | 289.9 | 531.1 | 30.9 | 4.3 | 45.1 | 2052.7 | 0.3 | 533.2 | 106.3 | 639.6 | 11803925.6 | 222.5 | 22.3 | 1659364.2 | 62346 | 10.7 | 11816629.4 | 3520188 | 15336817.4 | 0 | 22.96 | 20.15 | 0 | 43.11 | 24.82 | 23.19 | 0 | 48.01 | 101395096 | 38652770 | 4126065.5 | 664766.4 | 0 | 0 | 0 | 0 | 0 | 6186297.5 | 30274236 | 0 | 216674.4 | 0 | 15643.4 | 26977168 | 0 | 467779.2 | 0 | 4664427 | 15845.2 | 27786198 | 3390.8 | 156.3 | 0 | 219 | 0 | 0 | 4794.9 | 8073.4 | 0 | 2525.1 | 0 | 12.3 | 3456.6 | 0 | 420 | 0 | 2531.6 | 7500 | 7.6 | 12268.9 | 4200 | 0 | 0 | 0.51 | 0 | 0 | 0
NJ | 2040 | 99775960 | 4049566.8 | 721135.4 | 336347.9 | 104883011.7 | 96189084.7 | 66946041.7 | 33072652 | 28033212 | 0.0359 | 0.0539 | 0.146 | 93424.66 | 28951.3 | 0.69 | 0.67 | 119.2 | 2.2 | 0.22 | 16.7 | 629.5 | 0.11 | 119.3 | 35.5 | 154.8 | 136.4 | 3.2 | 0.36 | 18.3 | 697.3 | 0.12 | 136.6 | 39.1 | 175.7 | 252.9 | 11.8 | 1.57 | 23.6 | 1095.2 | 0.12 | 253.7 | 56.3 | 310 | 485.5 | 24.5 | 3.34 | 44.7 | 2004.5 | 0.27 | 487.1 | 104.5 | 591.6 | 11824053.4 | 222.8 | 22.3 | 1659128 | 62445.5 | 10.6 | 11836778.9 | 3522908 | 15359686.9 | 0 | 21.73 | 22.38 | 0 | 44.11 | 23.45 | 25.54 | 0 | 48.99 | 99935950 | 37936972 | 3495361.5 | 649169.4 | 0 | 0 | 0 | 0 | 0 | 6025102 | 30233542 | 0 | 265077 | 0 | 15382 | 26753696 | 0 | 586750 | 0 | 4472580 | 26454.3 | 27412836 | 2216.2 | 156.3 | 0 | 219 | 0 | 0 | 4831.9 | 8073.4 | 0 | 2525.1 | 0 | 12.3 | 3456.6 | 0 | 420 | 0 | 2513.2 | 7500 | 7.6 | 9934 | 4200 | 0 | 0 | 0.51 | 0 | 0 | 0
NJ | 2045 | 105388930 | 3318769 | 705294.9 | 336666.9 | 109749655.9 | 101600175.1 | 72604817 | 34772324 | 26942374 | 0.0359 | 0.0539 | 0.146 | 94865.93 | 30847.5 | 0.67 | 0.65 | 132.3 | 2.5 | 0.25 | 18.2 | 697.7 | 0.11 | 132.4 | 39.1 | 171.5 | 147 | 3.3 | 0.36 | 19.6 | 755.6 | 0.12 | 147.2 | 42.1 | 189.3 | 253.8 | 9.5 | 1.22 | 25.8 | 1172.9 | 0.12 | 254.4 | 60.8 | 315.2 | 498.3 | 24.3 | 3.28 | 46.8 | 2099.4 | 0.27 | 499.9 | 109.4 | 609.4 | 13397611.2 | 252.5 | 25.3 | 1846904.1 | 70677.6 | 11.4 | 13412030.2 | 3956197.1 | 17368227.3 | 0 | 21.59 | 22.81 | 0 | 44.4 | 23.21 | 25.78 | 0 | 48.99 | 101973496 | 37144840 | 2801853 | 660220.7 | 0 | 0 | 0 | 0 | 0 | 5935720.5 | 33104374 | 0 | 771484.6 | 0 | 15523.3 | 26906224 | 0 | 568976.2 | 0 | 4137870.8 | 26230.7 | 27045018 | 2000 | 156.3 | 0 | 219 | 0 | 0 | 4915.9 | 7878.9 | 0 | 3462.3 | 0 | 12.3 | 3456.6 | 0 | 420 | 0 | 2331.4 | 7500 | 7.6 | 9031.5 | 4200 | 0 | 0 | 0.51 | 0 | 0 | 0
NJ | 2050 | 110751640 | 2811411.2 | 818371.8 | 348809.9 | 114730234.7 | 106769920.5 | 78173984.3 | 40565644 | 21255520 | 0.0359 | 0.0539 | 0.146 | 94387.55 | 32343.6 | 0.7 | 0.68 | 123.6 | 2.3 | 0.23 | 17.4 | 652.7 | 0.11 | 123.7 | 36.8 | 160.6 | 141 | 2.8 | 0.29 | 19.2 | 737.1 | 0.12 | 141.2 | 41.2 | 182.3 | 251.2 | 7.5 | 0.91 | 27.4 | 1221.9 | 0.12 | 251.7 | 63.8 | 315.5 | 488 | 19.3 | 2.51 | 49.4 | 2208.6 | 0.25 | 489.3 | 115.2 | 604.5 | 11724773.3 | 221 | 22.1 | 1647590.7 | 61926.7 | 10.6 | 11737392 | 3495898.9 | 15233290.8 | 0 | 22.38 | 22.82 | 0 | 45.2 | 24.01 | 25.66 | 0 | 49.68 | 95361130 | 36556252 | 2392125 | 648964.4 | 0 | 0 | 0 | 0 | 0 | 5938674 | 23891576 | 0 | 4436371.5 | 0 | 15347.9 | 26761736 | 0 | 658757.9 | 0 | 3726797.5 | 208892.6 | 26681886 | 2000 | 156.3 | 0 | 219 | 0 | 0 | 5063.1 | 5558.6 | 0 | 6930.4 | 0 | 12.3 | 3456.6 | 0 | 420 | 0 | 2067.9 | 7500 | 59.2 | 6739.9 | 4200 | 0 | 0 | 0.51 | 0 | 0 | 0
NM | 2024 | 26404772 | 2363.5 | 0 | 843032.7 | 27250168.7 | 25455568.5 | 7691599.6 | 24895854 | 30020412 | 0.0359 | 0.054 | 0.1268 | 9706.27 | 5203.1 | 0.61 | 0.68 | 338.8 | 33.1 | 4.76 | 15.9 | 924 | 0.17 | 341.1 | 43.4 | 384.5 | 275.8 | 26.5 | 3.81 | 13.5 | 766.5 | 0.14 | 277.6 | 36.3 | 313.9 | 272 | 9.8 | 1.26 | 28.1 | 1254.6 | 0.14 | 272.6 | 65.6 | 338.2 | 629.9 | 48.2 | 6.83 | 42.2 | 2110.4 | 0.33 | 633.2 | 105.2 | 738.5 | 10908440.1 | 1065.8 | 153.4 | 510777.6 | 29748.1 | 5.3 | 10982077.4 | 1398729.8 | 12380807.2 | 0 | 25.05 | 1.72 | 0 | 26.77 | 26.46 | 1.87 | 0 | 28.33 | 32440150 | 19558570 | 2057.5 | 30312.6 | 0 | 0 | 7968625.5 | 0 | 0 | 683159.4 | 4611029 | 0 | 25925.6 | 64042.6 | 152768.8 | 0 | 26819.5 | 0 | 0 | 3535160.8 | 15340250 | 0 | 2.8 | 5.4 | 0 | 1540 | 0 | 0 | 378.7 | 1429.4 | 0 | 800.8 | 8.6 | 82.7 | 0 | 68.8 | 0 | 0 | 1338.2 | 0 | 4409.4 | 5.6 | 0 | 0 | 0 | 0.16 | 0 | 0 | 0
NM | 2026 | 27114420 | 1113358.8 | 0 | 1190295.3 | 29418071.3 | 26139703.1 | -4569426.7 | 32260554 | 48763900 | 0.0359 | 0.054 | 0.1272 | 61896.21 | 5362.3 | 0.76 | 0.79 | 210.8 | 21 | 3.03 | 9.5 | 562.6 | 0.1 | 212.2 | 26.3 | 238.5 | 182.3 | 17.6 | 2.53 | 8.8 | 505.3 | 0.09 | 183.5 | 23.9 | 207.4 | 172.3 | 6.3 | 0.82 | 17.7 | 792.1 | 0.09 | 172.7 | 41.3 | 214.1 | 567.8 | 42 | 5.92 | 39.4 | 1956.6 | 0.29 | 570.7 | 97.8 | 668.5 | 9624728.9 | 959.9 | 138.3 | 432291.7 | 25685.9 | 4.7 | 9691090.1 | 1199009.8 | 10890099.9 | 0 | 22.29 | 10.45 | 0 | 32.74 | 24.04 | 11.79 | 0 | 35.83 | 46048896 | 33987496 | 936349.1 | 29553.5 | 0 | 0 | 7221343 | 0 | 0 | 977263.4 | 3647731.2 | 0 | 17718.6 | 63990.2 | 144711.9 | 0 | 0 | 0 | 0 | 9210697 | 23799538 | 0 | 598.6 | 5.4 | 0 | 1540 | 0 | 0 | 543.4 | 1429.4 | 0 | 729.8 | 8.6 | 82.7 | 0 | 0 | 0 | 0 | 3298.6 | 0 | 7009.4 | 2388.7 | 0 | 0 | 0 | 0.36 | 0 | 0 | 0
NM | 2028 | 27981756 | 1189335.6 | 0 | 1464862.9 | 30635956.7 | 26975868.9 | -13577041.4 | 40041948 | 60595496 | 0.0359 | 0.054 | 0.127 | 57818.5 | 5660.3 | 0.88 | 0.89 | 104 | 10.5 | 1.51 | 4.6 | 274.3 | 0.05 | 104.7 | 12.8 | 117.5 | 92.4 | 8.8 | 1.26 | 4.6 | 260.8 | 0.05 | 93 | 12.4 | 105.3 | 108.5 | 3.6 | 0.45 | 11.5 | 516.5 | 0.05 | 108.8 | 26.9 | 135.7 | 454 | 35.4 | 5.02 | 30 | 1508.2 | 0.24 | 456.5 | 75 | 531.5 | 5282575.7 | 532.2 | 76.7 | 232805.6 | 13928.2 | 2.6 | 5319384.8 | 648570.1 | 5967954.9 | 0 | 15.92 | 9.36 | 0 | 25.28 | 17.29 | 10.52 | 0 | 27.81 | 51349980 | 44213000 | 1016649.4 | 26475.3 | 0 | 0 | 4022638.5 | 0 | 0 | 1304120.8 | 1884938.8 | 0 | 11529.4 | 62781.2 | 111969.2 | 0 | 0 | 0 | 0 | 11483429 | 31425446 | 0 | 598.4 | 5.4 | 0 | 1540 | 0 | 0 | 757 | 1429.4 | 0 | 729.8 | 8.6 | 82.7 | 0 | 0 | 0 | 0 | 4273.9 | 0 | 9169.9 | 2391.4 | 0 | 0 | 0 | 0.36 | 0 | 0 | 0
NM | 2030 | 29000870 | 1630003.4 | 0 | 1438500.9 | 32069374.8 | 27958354.2 | -15517842.8 | 38981516 | 60206284 | 0.0359 | 0.054 | 0.1273 | 58746.03 | 5924.1 | 0.92 | 0.92 | 74.7 | 7.7 | 1.1 | 3.2 | 193.2 | 0.04 | 75.3 | 9 | 84.2 | 70.8 | 6.9 | 1 | 3.3 | 193 | 0.04 | 71.3 | 9.1 | 80.4 | 64.8 | 2.4 | 0.3 | 6.7 | 301.7 | 0.03 | 64.9 | 15.7 | 80.6 | 363.3 | 29 | 4.12 | 23.6 | 1186.2 | 0.19 | 365.2 | 59 | 424.3 | 3944120 | 403.5 | 58.2 | 168410.1 | 10203.9 | 1.9 | 3972047.2 | 473011.4 | 4445058.6 | 0 | 13.06 | 9.43 | 0 | 22.49 | 14.34 | 10.7 | 0 | 25.04 | 53478772 | 47587216 | 1383088.4 | 24320.1 | 0 | 0 | 3071547.8 | 0 | 0 | 1533056 | 1254429.2 | 0 | 6260.9 | 61267.8 | 90641 | 0 | 0 | 0 | 0 | 10748039 | 35306124 | 0 | 777.7 | 5.4 | 0 | 1540 | 0 | 0 | 930.5 | 1429.4 | 0 | 729.8 | 8.6 | 82.7 | 0 | 0 | 0 | 0 | 4273.9 | 0 | 10440.2 | 3391.6 | 0 | 0 | 0 | 0.45 | 0 | 0.45 | 0
NM | 2035 | 31873004 | 3476175.5 | 0 | 1433595.7 | 36782774.1 | 30727267 | -13963062.7 | 40562004 | 58391000 | 0.0359 | 0.0539 | 0.1274 | 83407.28 | 6720.8 | 0.98 | 0.97 | 7 | 0.1 | 0.01 | 0.8 | 36.6 | 0 | 7 | 1.9 | 8.9 | 21.1 | 1.6 | 0.22 | 1.5 | 73.1 | 0.01 | 21.3 | 3.7 | 24.9 | 79.8 | 2.9 | 0.37 | 8.2 | 371.5 | 0.04 | 79.9 | 19.3 | 99.2 | 284.6 | 21.5 | 3.03 | 20 | 969.7 | 0.16 | 286.1 | 48.9 | 335 | 377081.4 | 7.1 | 0.7 | 44778.4 | 1972 | 0.2 | 377487.2 | 103590 | 481077.2 | 0 | 11.2 | 13 | 0 | 24.2 | 12.63 | 15.47 | 0 | 28.09 | 54759240 | 50745836 | 2953556.8 | 7027.4 | 0 | 0 | 0 | 0 | 0 | 1803235.6 | 905175.3 | 0 | 4461.4 | 60463.1 | 82718.2 | 0 | 0 | 0 | 0 | 12846073 | 36096530 | 0 | 1553.4 | 3.2 | 0 | 0 | 0 | 0 | 1165.9 | 1429.4 | 0 | 729.8 | 8.6 | 82.7 | 0 | 0 | 0 | 0 | 5360 | 0 | 10574.7 | 8108.3 | 0 | 0 | 0 | 0.45 | 0 | 0.6 | 0
NM | 2040 | 35327660 | 4136690.5 | 0 | 1659451.9 | 41123803.9 | 34057763 | -21571488.1 | 45330910 | 70944190 | 0.0359 | 0.0539 | 0.1271 | 82313.7 | 7590.6 | 0.99 | 0.98 | 3.7 | 0.1 | 0.01 | 0.4 | 19.5 | 0 | 3.7 | 1 | 4.8 | 11.4 | 0.8 | 0.11 | 0.8 | 40.8 | 0.01 | 11.5 | 2.1 | 13.5 | 83.8 | 3.5 | 0.45 | 8.3 | 378.1 | 0.04 | 84 | 19.5 | 103.5 | 249.3 | 19.7 | 2.8 | 16.5 | 823.9 | 0.13 | 250.7 | 41.1 | 291.8 | 244945.9 | 4.6 | 0.5 | 29116 | 1281 | 0.1 | 245209.5 | 67320.2 | 312529.7 | 0 | 8.43 | 12.81 | 0 | 21.23 | 9.53 | 15.36 | 0 | 24.89 | 66952224 | 62695290 | 3529018.5 | 5597.9 | 0 | 0 | 0 | 0 | 0 | 1814093.6 | 593047.3 | 0 | 2086.2 | 60463.5 | 66719.2 | 0 | 0 | 0 | 0 | 15075296 | 45805904 | 0 | 1950.1 | 3.2 | 0 | 0 | 0 | 0 | 1229.9 | 1429.4 | 0 | 701.3 | 8.6 | 82.7 | 0 | 0 | 0 | 0 | 6981.4 | 0 | 13310.6 | 9620.3 | 0 | 0 | 0 | 0.67 | 0 | 0.75 | 0
NM | 2045 | 38623576 | 3706490.5 | 0 | 1568050.6 | 43898118.4 | 37235203.7 | -17278244.1 | 44442784 | 65234230 | 0.0359 | 0.0539 | 0.1264 | 83373.94 | 8353.1 | 0.99 | 0.99 | 2.9 | 0.1 | 0.01 | 0.3 | 15 | 0 | 2.9 | 0.8 | 3.7 | 8.9 | 0.6 | 0.09 | 0.6 | 31.1 | 0 | 8.9 | 1.6 | 10.5 | 53.9 | 2.4 | 0.32 | 5.1 | 237.1 | 0.03 | 54 | 12.2 | 66.2 | 167.5 | 12.2 | 1.72 | 12.4 | 585 | 0.09 | 168.3 | 29.9 | 198.2 | 182994.3 | 3.4 | 0.3 | 21751.3 | 957 | 0.1 | 183191.2 | 50292.9 | 233484.1 | 0 | 6.44 | 13.31 | 0 | 19.76 | 7.28 | 15.6 | 0 | 22.88 | 64885224 | 61176364 | 3158363 | 4069.6 | 0 | 0 | 0 | 0 | 0 | 1797388.6 | 445586.6 | 0 | 974.3 | 48722 | 51146.8 | 0 | 0 | 0 | 0 | 14989330 | 44389644 | 0 | 1849.8 | 3.2 | 0 | 0 | 0 | 0 | 1301.8 | 1429.4 | 0 | 701.3 | 7 | 82.7 | 0 | 0 | 0 | 0 | 7744 | 0 | 13260.2 | 8516 | 0 | 0 | 0 | 0.67 | 0 | 0.9 | 0
NM | 2050 | 41799732 | 3980005.2 | 0 | 1614115.5 | 47393854.4 | 40297165.9 | -14987645.8 | 47227010 | 66088090 | 0.0359 | 0.0539 | 0.1275 | 86144.16 | 9052.4 | 0.99 | 1 | 3.7 | 0.1 | 0.01 | 0.4 | 19.3 | 0 | 3.7 | 1 | 4.7 | 0 | 0 | 0 | 0 | 0 | 0 | 0 | 0 | 0 | 32.5 | 1.6 | 0.22 | 3 | 137.4 | 0.02 | 32.6 | 7.1 | 39.6 | 158.9 | 10 | 1.39 | 13 | 607.6 | 0.08 | 159.6 | 31.1 | 190.7 | 244571.3 | 4.6 | 0.5 | 29028.3 | 1279 | 0.1 | 244834.5 | 67172.4 | 312007 | 0 | 6.81 | 13.73 | 0 | 20.54 | 7.7 | 16.03 | 0 | 23.73 | 66431430 | 62381496 | 3406418.5 | 4220.1 | 0 | 0 | 0 | 0 | 0 | 1804822.2 | 586006.8 | 0 | 2071.1 | 0 | 51212.6 | 0 | 0 | 0 | 0 | 15457075 | 45119604 | 0 | 1917.2 | 3.2 | 0 | 0 | 0 | 0 | 1384.3 | 1429.4 | 0 | 701.3 | 0 | 82.7 | 0 | 0 | 0 | 0 | 8353.5 | 0 | 13200.8 | 8611.9 | 0 | 0 | 0 | 0.72 | 0 | 1 | 0
NV | 2024 | 41460850 | 482603.6 | 0 | 713875.8 | 42657326 | 39970667.8 | 31047977.7 | 25341504 | 21446326 | 0.0359 | 0.0539 | 0.1435 | 58784.83 | 9953.5 | 0.5 | 0.59 | 227.5 | 7.7 | 0.95 | 23.8 | 1082.6 | 0.1 | 228 | 56.1 | 284.1 | 212.8 | 9.9 | 1.31 | 20 | 927.1 | 0.1 | 213.5 | 47.7 | 261.2 | 260 | 6.5 | 0.74 | 29.3 | 1306.5 | 0.12 | 260.4 | 68.2 | 328.7 | 669.4 | 49.8 | 7.04 | 46 | 2292.3 | 0.34 | 672.8 | 114.4 | 787.2 | 8745047.1 | 294.5 | 36.5 | 916462.2 | 41614 | 3.9 | 8763792.7 | 2157625.4 | 10921418.1 | 0 | 28.95 | 12.36 | 0 | 41.32 | 30.82 | 13.66 | 0 | 44.48 | 38807892 | 11609348 | 409878.8 | 43501 | 0 | 0 | 1221801.9 | 0 | 223158.4 | 1001002.8 | 18352916 | 0 | 8086.3 | 5010982 | 2147917.8 | 0 | 3457.8 | 0 | 0 | 10045365 | 339822 | 0 | 400 | 9.8 | 0 | 472.4 | 0 | 110 | 548.4 | 5272.9 | 0 | 1177.6 | 672.9 | 1051.7 | 0 | 334 | 0 | 0 | 3781.2 | 0 | 150 | 1200 | 0 | 0 | 0 | 0.27 | 0 | 0 | 0
NV | 2026 | 42520640 | 1269819.9 | 0 | 861089.4 | 44651548.9 | 40992365.9 | 30667584.5 | 31481748 | 25181292 | 0.0359 | 0.0539 | 0.1435 | 68613.89 | 10216.3 | 0.58 | 0.64 | 185.4 | 5.8 | 0.71 | 19.8 | 894.7 | 0.08 | 185.8 | 46.5 | 232.2 | 189.6 | 9.6 | 1.28 | 17.3 | 802 | 0.09 | 190.2 | 41.2 | 231.5 | 174.4 | 5.5 | 0.67 | 18.7 | 841.6 | 0.08 | 174.7 | 43.8 | 218.5 | 610.1 | 43.8 | 6.16 | 43.5 | 2147.1 | 0.31 | 613.1 | 107.6 | 720.7 | 7040246.1 | 222.3 | 27.1 | 751373.3 | 33973.4 | 3.1 | 7054268.7 | 1764634.4 | 8818903.1 | 0 | 27 | 14.12 | 0 | 41.12 | 29 | 15.91 | 0 | 44.91 | 38388556 | 13983965 | 1065924.9 | 41437.2 | 0 | 0 | 867333.4 | 0 | 224728.6 | 1232093.2 | 15261698 | 0 | 5733.7 | 5010982 | 2149377.8 | 0 | 2107.3 | 0 | 0 | 12189153 | 337989.3 | 0 | 902.2 | 9.8 | 0 | 218.4 | 0 | 110 | 677.2 | 5272.9 | 0 | 1177.6 | 672.9 | 1051.7 | 0 | 334 | 0 | 0 | 4566.5 | 0 | 150 | 3208.8 | 0 | 0 | 0 | 0.3 | 0 | 0 | 0
NV | 2028 | 43778480 | 3370340.8 | 0 | 1035289.9 | 48184110 | 42204994.4 | 29181514.9 | 37329780 | 29083028 | 0.0359 | 0.0539 | 0.1435 | 61529.2 | 10589.8 | 0.73 | 0.75 | 120.1 | 4.1 | 0.5 | 12.6 | 571 | 0.05 | 120.3 | 29.6 | 149.9 | 142.3 | 8.4 | 1.15 | 12 | 563.7 | 0.07 | 142.9 | 28.8 | 171.6 | 116.7 | 4.3 | 0.54 | 11.9 | 543.3 | 0.05 | 117 | 28.1 | 145.1 | 512.5 | 34.6 | 4.84 | 38.8 | 1870.2 | 0.26 | 514.9 | 94.7 | 609.5 | 4729921.8 | 160.3 | 19.9 | 494974.1 | 22479.9 | 2.1 | 4740133.9 | 1165451.4 | 5905585.3 | 0 | 22.55 | 12.08 | 0 | 34.63 | 24.87 | 14.24 | 0 | 39.11 | 39968390 | 19002596 | 2899021 | 37443.3 | 0 | 0 | 690322.4 | 0 | 221165 | 1499043.8 | 10182838 | 0 | 1176.8 | 5010982 | 2144015 | 0 | 0 | 0 | 0 | 16946220 | 336166.7 | 0 | 2170.2 | 9.8 | 0 | 218.4 | 0 | 110 | 827.1 | 4822.9 | 0 | 1122.6 | 672.9 | 1051.7 | 0 | 108 | 0 | 0 | 6237.9 | 0 | 150 | 8280.8 | 0 | 0 | 0 | 0.37 | 0 | 0 | 0
NV | 2030 | 45225730 | 4487824.5 | 0 | 920303.5 | 50633856.1 | 43600225.6 | 29536048 | 33446132 | 22939226 | 0.0359 | 0.0539 | 0.1435 | 62703.38 | 11039.2 | 0.8 | 0.8 | 93 | 3.6 | 0.46 | 9.3 | 427.2 | 0.04 | 93.2 | 22.1 | 115.3 | 115.2 | 7.4 | 1.02 | 9.2 | 438.2 | 0.06 | 115.7 | 22.3 | 138 | 80.9 | 2.9 | 0.36 | 8.4 | 380.5 | 0.04 | 81.1 | 19.8 | 100.8 | 440.4 | 30.7 | 4.31 | 33 | 1578.5 | 0.23 | 442.5 | 80.1 | 522.6 | 3661401.8 | 143.2 | 18.3 | 365985.5 | 16798.9 | 1.6 | 3670676.7 | 867041.1 | 4537717.8 | 0 | 20.63 | 12.12 | 0 | 32.74 | 23.15 | 14.53 | 0 | 37.69 | 40163350 | 21097808 | 3766641.5 | 33434.9 | 0 | 0 | 719448.1 | 0 | 221549.8 | 1835347 | 7390442.5 | 0 | 1059.1 | 5010982 | 2143527 | 0 | 9.5 | 0 | 0 | 18706558 | 334354.2 | 0 | 2799.5 | 9.8 | 0 | 218.4 | 0 | 110 | 1019.9 | 4822.9 | 0 | 1122.6 | 672.9 | 1051.7 | 0 | 108 | 0 | 0 | 6904.3 | 0 | 150 | 10798.1 | 0 | 0 | 0 | 0.44 | 0 | 0 | 0
NV | 2035 | 49224504 | 10746523 | 0 | 821975.1 | 60793000.9 | 47455277.9 | 30363632.3 | 27402128 | 20294080 | 0.0359 | 0.0539 | 0.1435 | 85986.97 | 12304.5 | 0.87 | 0.86 | 62.2 | 2.7 | 0.35 | 6 | 277.9 | 0.03 | 62.3 | 14.3 | 76.6 | 86 | 5.6 | 0.78 | 6.7 | 323.9 | 0.04 | 86.3 | 16.4 | 102.7 | 106.3 | 3.3 | 0.4 | 11.4 | 514.8 | 0.05 | 106.5 | 26.8 | 133.3 | 366.4 | 25.5 | 3.57 | 28 | 1320.4 | 0.2 | 368.1 | 67.4 | 435.5 | 3269309.4 | 140.9 | 18.4 | 314957 | 14587.5 | 1.5 | 3278528.3 | 750067.7 | 4028596 | 0 | 16.65 | 15.05 | 0 | 31.71 | 19.69 | 19.96 | 0 | 39.65 | 53722356 | 30429370 | 9110534 | 28606 | 0 | 0 | 769251.6 | 0 | 221845.2 | 2271810.8 | 6230536.5 | 0 | 1176.8 | 5010982 | 2141884.8 | 0 | 15.5 | 0 | 0 | 27605850 | 329864.5 | 0 | 5280.2 | 9.8 | 0 | 218.4 | 0 | 110 | 1324.2 | 4603.9 | 0 | 1122.6 | 672.9 | 1051.7 | 0 | 108 | 0 | 0 | 10096.9 | 0 | 150 | 25597.1 | 0 | 0 | 0 | 0.44 | 0 | 0 | 0
NV | 2040 | 53991956 | 19410706 | 0 | 773784.2 | 74176446.5 | 52051375.1 | 30607505.9 | 24090626 | 21693290 | 0.0359 | 0.0539 | 0.1435 | 83879.89 | 13725 | 0.93 | 0.91 | 35.7 | 1.6 | 0.21 | 3.4 | 158.2 | 0.02 | 35.8 | 8.1 | 43.9 | 55.5 | 3.7 | 0.52 | 4.3 | 205.9 | 0.03 | 55.8 | 10.5 | 66.2 | 132.6 | 4.7 | 0.59 | 13.7 | 623.3 | 0.06 | 132.9 | 32.3 | 165.3 | 335.9 | 24 | 3.37 | 24.6 | 1191.4 | 0.18 | 337.6 | 60.2 | 397.8 | 2492699.7 | 110.7 | 14.5 | 237189.4 | 11017.6 | 1.1 | 2499966.8 | 565822.3 | 3065789.1 | 0 | 13.52 | 13.25 | 0 | 26.77 | 16.68 | 19.57 | 0 | 36.25 | 71826840 | 43568940 | 16548259 | 24750.8 | 0 | 0 | 620318.8 | 0 | 220253.9 | 2166084.8 | 4704764 | 0 | 470.7 | 4232047.5 | 2127289.2 | 0 | 0 | 0 | 0 | 40857836 | 324767.7 | 0 | 8645 | 9.8 | 0 | 218.4 | 0 | 110 | 1383.6 | 4530.9 | 0 | 1122.6 | 570 | 1051.7 | 0 | 108 | 0 | 0 | 14869.9 | 0 | 150 | 47266.3 | 0 | 0 | 0 | 0.44 | 0 | 0 | 0
NV | 2045 | 58635710 | 27163644 | 0 | 869947.3 | 86669307.6 | 56528201.5 | 29706135.2 | 23931180 | 27569732 | 0.0359 | 0.0539 | 0.1435 | 86890.31 | 14993.6 | 0.95 | 0.94 | 22.8 | 1 | 0.13 | 2.2 | 101.1 | 0.01 | 22.8 | 5.2 | 28 | 36.7 | 2.3 | 0.32 | 3 | 141.9 | 0.02 | 36.9 | 7.2 | 44.1 | 135.8 | 5.3 | 0.68 | 13.7 | 623 | 0.06 | 136.1 | 32.2 | 168.4 | 251.2 | 16.6 | 2.31 | 20.2 | 933.3 | 0.14 | 252.3 | 48.1 | 300.4 | 1987473.4 | 88.1 | 11.6 | 189275.2 | 8789.3 | 0.9 | 1993256.9 | 451441.3 | 2444698.2 | 0 | 10.6 | 12.85 | 0 | 23.45 | 14.08 | 20.27 | 0 | 34.35 | 90372510 | 56963176 | 23051074 | 21069.9 | 0 | 0 | 494881.8 | 0 | 205508.9 | 2124238.5 | 3802032.5 | 0 | 470.7 | 3985052 | 2054759.6 | 0 | 0 | 0 | 0 | 54633420 | 0 | 0 | 11627.7 | 9.8 | 0 | 218.4 | 0 | 110 | 1458.7 | 4530.9 | 0 | 1122.6 | 545.1 | 1051.7 | 0 | 108 | 0 | 0 | 19770.5 | 0 | 0 | 65838.5 | 0 | 0 | 0 | 0.44 | 0 | 0 | 0
NV | 2050 | 63261336 | 28894540 | 0 | 893223.5 | 93049102.1 | 60987519 | 28487933.6 | 22713486 | 28814346 | 0.0359 | 0.0539 | 0.1435 | 88970.55 | 16134 | 0.95 | 0.93 | 23.7 | 1 | 0.13 | 2.3 | 105.9 | 0.01 | 23.7 | 5.4 | 29.2 | 37.4 | 2 | 0.27 | 3.3 | 154.8 | 0.02 | 37.5 | 8 | 45.5 | 140.3 | 5.9 | 0.77 | 13.8 | 631.1 | 0.07 | 140.7 | 32.6 | 173.3 | 239.5 | 13.2 | 1.8 | 21.4 | 975.8 | 0.13 | 240.3 | 50.5 | 290.8 | 2283568.1 | 98.4 | 12.9 | 219984.4 | 10188.6 | 1 | 2290008.9 | 523885.4 | 2813894.2 | 0 | 11.23 | 13.13 | 0 | 24.36 | 14.97 | 20.61 | 0 | 35.58 | 99193630 | 64561164 | 24554166 | 21004.1 | 0 | 0 | 540068.8 | 0 | 0 | 2138450.8 | 4403195 | 0 | 353 | 3016266 | 2097411.8 | 0 | 0 | 0 | 0 | 62422710 | 0 | 0 | 13258.2 | 9.8 | 0 | 218.4 | 0 | 0 | 1580.6 | 4145.9 | 0 | 696 | 415 | 1051.7 | 0 | 0 | 0 | 0 | 22744.3 | 0 | 0 | 69034.6 | 0 | 0 | 0 | 0.45 | 0 | 0 | 0
NY | 2024 | 154072400 | 1668020.6 | 1393849.1 | 434058.8 | 157568330.1 | 148533067.8 | 130529638.4 | 27486892 | 13722966 | 0.0359 | 0.054 | 0.15 | 10097.62 | 34902.2 | 0.68 | 0.65 | 161.3 | 5.2 | 0.76 | 20.7 | 673.5 | 0.19 | 161.7 | 40.8 | 202.5 | 182.5 | 6.2 | 0.88 | 22.8 | 771.1 | 0.2 | 182.9 | 45.9 | 228.8 | 246.7 | 8.1 | 1.08 | 26.9 | 1113.2 | 0.16 | 247.3 | 60.1 | 307.3 | 689.6 | 41.4 | 6.04 | 59.8 | 2396.4 | 0.54 | 692.5 | 131.3 | 823.8 | 22940282 | 739.3 | 107.6 | 2939534.9 | 95889.1 | 26.3 | 22991689.4 | 5804208.6 | 28795898.1 | 0 | 33.31 | 2.05 | 5.18 | 40.54 | 35.42 | 2.26 | 5.47 | 43.14 | 143947660 | 27038692 | 1426944 | 2012466.8 | 0 | 13723090 | 1649607.2 | 0 | 0 | 2489203.8 | 36841290 | 0 | 1360266.1 | 0 | 26825330 | 25580812 | 6372602.5 | 1116574.1 | 0 | 7190846.5 | 16875878 | 482764.3 | 1857.5 | 394.6 | 0 | 445 | 0 | 0 | 1928.7 | 9759.5 | 0 | 2825.1 | 0 | 4550.6 | 3203 | 10926.5 | 1427.1 | 0 | 3685 | 130 | 5099.1 | 3840.4 | 14271 | 0 | 11.7 | 0.47 | 0 | 0 | 0
NY | 2026 | 155267710 | 1883087.6 | 1565547.2 | 479601.6 | 159195941 | 149685311.2 | 121356388.9 | 24136174 | 21957602 | 0.0359 | 0.054 | 0.15 | 40331.35 | 35231 | 0.75 | 0.73 | 112.3 | 3.2 | 0.43 | 14.9 | 509.6 | 0.12 | 112.5 | 30.1 | 142.6 | 129.9 | 3.9 | 0.52 | 16.9 | 590.1 | 0.13 | 130.2 | 34.6 | 164.7 | 213.2 | 6.5 | 0.86 | 23.9 | 965.2 | 0.15 | 213.6 | 52.7 | 266.4 | 631.9 | 36.1 | 5.15 | 55.5 | 2332.6 | 0.44 | 634.4 | 125.2 | 759.6 | 17465063.1 | 494.8 | 66.9 | 2321093.6 | 79301.9 | 18.5 | 17498071 | 4689331.6 | 22187402.6 | 0 | 29.93 | 8.01 | 0 | 37.94 | 31.86 | 8.83 | 0 | 40.69 | 157177250 | 37839550 | 1607114.6 | 2001249.8 | 0 | 22661086 | 927272.9 | 0 | 0 | 2833035.2 | 33723550 | 0 | 809784.1 | 0 | 27635302 | 25553040 | 3147550.8 | 1271744.8 | 0 | 7075147 | 16784872 | 11146498 | 2006.7 | 394.6 | 0 | 445 | 0 | 0 | 2234.8 | 9759.5 | 0 | 2253.7 | 0 | 4671.1 | 3203 | 10516 | 1427.1 | 0 | 3685 | 3088 | 5099.1 | 4453 | 14271 | 0 | 0 | 0.54 | 0 | 0 | 0
NY | 2028 | 157365060 | 2524089.2 | 1760815.4 | 560969.8 | 162210928.5 | 151707185.5 | 119679953.4 | 27089884 | 26686768 | 0.0359 | 0.054 | 0.15 | 47414.93 | 35902.5 | 0.78 | 0.76 | 97.4 | 2.5 | 0.34 | 13.3 | 451.9 | 0.1 | 97.6 | 26.8 | 124.4 | 112.9 | 3.1 | 0.4 | 15.2 | 525.2 | 0.12 | 113.1 | 30.8 | 144 | 138.7 | 3.5 | 0.45 | 16.2 | 651.9 | 0.09 | 139 | 35.6 | 174.6 | 571.1 | 28.9 | 4.08 | 53.7 | 2228.1 | 0.4 | 573.1 | 120.2 | 693.3 | 15622916.7 | 409 | 54.2 | 2132177 | 72476.3 | 16.8 | 15649898.5 | 4296547.4 | 19946445.9 | 0 | 25.69 | 9.33 | 0 | 35.02 | 27.43 | 10.33 | 0 | 37.76 | 161944130 | 42530976 | 2159781.2 | 1980483.4 | 0 | 25161198 | 551808.2 | 0 | 0 | 3372916.8 | 31539120 | 0 | 709943 | 0 | 27822364 | 25447464 | 2630115 | 1410871.2 | 0 | 6957111 | 16694354 | 15506594 | 2500 | 394.6 | 0 | 445 | 0 | 0 | 2680.8 | 9759.5 | 0 | 1901.1 | 0 | 4720.3 | 3203 | 10411.5 | 1427.1 | 0 | 3685 | 4318 | 5099.1 | 6239 | 14271 | 0 | 0 | 0.62 | 0 | 0 | 0
NY | 2030 | 160291620 | 4590202.5 | 1973627 | 595601.3 | 167451042.5 | 154528472 | 113108275.6 | 27180134 | 30158874 | 0.0359 | 0.054 | 0.15 | 65079.8 | 36877 | 0.82 | 0.9 | 80.9 | 2.1 | 0.27 | 11.3 | 376.6 | 0.09 | 81 | 22.6 | 103.6 | 47.1 | 1.3 | 0.17 | 6.5 | 218.3 | 0.05 | 47.2 | 13 | 60.1 | 81.2 | 2 | 0.27 | 9.7 | 369.6 | 0.06 | 81.3 | 20.7 | 102 | 529.9 | 25.3 | 3.54 | 51 | 2137 | 0.35 | 531.6 | 114.8 | 646.4 | 13661629.5 | 347.4 | 46 | 1910779 | 63594.7 | 15.4 | 13684541.9 | 3810106.4 | 17494648.3 | 0 | 24.59 | 12.15 | 3.77 | 40.51 | 26.41 | 13.61 | 3.99 | 44.01 | 170528720 | 54342772 | 3904798 | 1948413.4 | 0 | 24765420 | 371687 | 0 | 0 | 4248445 | 27744876 | 0 | 641974 | 0 | 27697132 | 25165082 | 2372179.5 | 1574388.9 | 0 | 18064484 | 16604243 | 15425594 | 3532.3 | 394.6 | 0 | 370 | 0 | 0 | 3362.3 | 9759.5 | 0 | 1884 | 0 | 4738.4 | 3203 | 9781.3 | 1427.1 | 0 | 9253.4 | 4318 | 5099.1 | 11631.1 | 14271 | 0 | 0 | 0.7 | 4.5 | 0.9 | 0
NY | 2035 | 168657580 | 6569641 | 1916898.4 | 668716.1 | 177812844.9 | 162593607.5 | 106849384.7 | 29432234 | 34448296 | 0.0359 | 0.054 | 0.15 | 91589.94 | 39749.1 | 0.85 | 0.95 | 63.8 | 1.4 | 0.17 | 9.2 | 309 | 0.07 | 63.9 | 18.4 | 82.3 | 23.2 | 0.6 | 0.07 | 3.2 | 111.3 | 0.02 | 23.3 | 6.5 | 29.8 | 24.8 | 0.6 | 0.08 | 2.9 | 114.5 | 0.02 | 24.9 | 6.3 | 31.2 | 472.7 | 19.7 | 2.69 | 48.2 | 2016.1 | 0.31 | 474.1 | 108.4 | 582.4 | 11542568.7 | 250.9 | 31.4 | 1667980.1 | 55932.9 | 13.1 | 11558625.2 | 3338367.3 | 14896992.5 | 0 | 22.74 | 17.26 | 0 | 40 | 24.5 | 19.52 | 0 | 44.03 | 182936580 | 70963464 | 5602665 | 1507715.8 | 0 | 24039834 | 0 | 0 | 0 | 5277882.5 | 23497018 | 0 | 1770253.2 | 0 | 27427226 | 24922274 | 1691023.2 | 1515112.2 | 0 | 17448220 | 16585222 | 31652134 | 4547.3 | 339.6 | 0 | 0 | 0 | 0 | 4221.7 | 9759.5 | 0 | 2264.8 | 0 | 4750.3 | 3203 | 8832.6 | 1427.1 | 0 | 9253.4 | 9000 | 5135.7 | 17860.8 | 14271 | 0 | 0 | 0.7 | 0 | 0.95 | 0
NY | 2040 | 179295620 | 9252661 | 2227942.2 | 691185.8 | 191467404.5 | 172849122.1 | 102935016.2 | 27074988 | 39768456 | 0.0359 | 0.054 | 0.15 | 96641.21 | 43031.9 | 0.86 | 1 | 62.6 | 1.3 | 0.15 | 8.9 | 315.5 | 0.06 | 62.7 | 18.3 | 81 | 0 | 0 | 0 | 0 | 0 | 0 | 0 | 0 | 0 | 7.1 | 0.2 | 0.02 | 0.8 | 34.7 | 0 | 7.1 | 1.8 | 9 | 450 | 16.3 | 2.15 | 47.8 | 2025.3 | 0.27 | 451.1 | 108.2 | 559.3 | 12629594 | 257.8 | 29.5 | 1786405 | 63678.9 | 12.4 | 12645332.8 | 3687427.9 | 16332760.7 | 0 | 21.54 | 17.87 | 1.87 | 41.29 | 23.37 | 20.47 | 1.99 | 45.82 | 204323940 | 88532390 | 7900216 | 1488370.2 | 0 | 23039164 | 0 | 0 | 0 | 5474068 | 24565338 | 0 | 3946722 | 0 | 27253242 | 24776306 | 1008618.7 | 1813566.2 | 0 | 31298970 | 20523480 | 31235876 | 5459.8 | 339.6 | 0 | 0 | 0 | 0 | 4506.9 | 9759.5 | 0 | 4306.6 | 0 | 4765.8 | 3203 | 6235 | 1427.1 | 0 | 16190.1 | 9000 | 5740.1 | 25497.2 | 14271 | 0 | 0 | 0.7 | 2.1 | 1 | 0
NY | 2045 | 189133010 | 10857951 | 2190068.2 | 691171.4 | 202872206 | 182332627.9 | 107913073.5 | 25609154 | 41573270 | 0.0359 | 0.054 | 0.15 | 94255.41 | 45652.4 | 0.84 | 1 | 71.3 | 1.4 | 0.16 | 9.8 | 359.9 | 0.06 | 71.4 | 20.5 | 91.9 | 0 | 0 | 0 | 0 | 0 | 0 | 0 | 0 | 0 | 0 | 0 | 0 | 0 | 0 | 0 | 0 | 0 | 0 | 462.4 | 15.2 | 1.96 | 50.3 | 2139.6 | 0.27 | 463.4 | 114.1 | 577.5 | 15411092.5 | 312.8 | 35.5 | 2118028.8 | 77823.7 | 13.9 | 15430115.1 | 4440966.5 | 19871081.6 | 0 | 21.26 | 17.43 | 0.73 | 39.42 | 22.99 | 20.05 | 0.77 | 43.82 | 219006750 | 94959140 | 9273931 | 1515029.8 | 0 | 23079352 | 0 | 0 | 0 | 6293379 | 29700516 | 0 | 5226634.5 | 0 | 27421824 | 24925642 | 1122312.4 | 1782368.8 | 0 | 35474988 | 22362578 | 30828186 | 6741.9 | 339.6 | 0 | 0 | 0 | 0 | 5240.2 | 9866.2 | 0 | 5883.3 | 0 | 4780 | 3203 | 4920.6 | 1427.1 | 0 | 18646.9 | 9000 | 6186.4 | 31434.7 | 14271 | 0 | 0 | 0.7 | 0.8 | 1 | 0
NY | 2050 | 199197520 | 12934537 | 2494479.8 | 692570.1 | 215319106.2 | 192034833.7 | 99996329.8 | 22363656 | 45066864 | 0.0359 | 0.054 | 0.15 | 93487.33 | 47866.7 | 0.82 | 1 | 80.7 | 1.5 | 0.16 | 10.4 | 420.2 | 0.05 | 80.8 | 22.9 | 103.8 | 0 | 0 | 0 | 0 | 0 | 0 | 0 | 0 | 0 | 0 | 0 | 0 | 0 | 0 | 0 | 0 | 0 | 0 | 448.3 | 12.8 | 1.55 | 50.1 | 2169.2 | 0.24 | 449.1 | 114.8 | 563.9 | 18947904.3 | 362.9 | 37.4 | 2440529.1 | 98622.1 | 12.1 | 18968922.5 | 5382774.6 | 24351697.1 | 0 | 21.1 | 16.9 | 2.59 | 40.58 | 22.97 | 19.57 | 2.75 | 45.28 | 238265950 | 115322776 | 11031965 | 1477852.2 | 0 | 23078046 | 0 | 0 | 0 | 6878811 | 30087612 | 0 | 12594924 | 0 | 27093300 | 15306237 | 289845.8 | 1983410.2 | 0 | 50628260 | 27449760 | 30365946 | 7703.7 | 339.6 | 0 | 0 | 0 | 0 | 5880.6 | 7051.5 | 0 | 13976.3 | 0 | 4784.9 | 1991.6 | 1427.1 | 1427.1 | 0 | 26128.4 | 9000 | 7595.8 | 35988.7 | 14271 | 0 | 0 | 0.7 | 2.8 | 1 | 0
OH | 2024 | 161576720 | 65746.4 | 0 | 778767.9 | 162421232.1 | 155767487.2 | 154244769.1 | 59616756 | 47608156 | 0.0359 | 0.054 | 0.146 | 19333.54 | 34615.2 | 0.17 | 0.24 | 503.5 | 39.1 | 5.51 | 33.8 | 1698.9 | 0.26 | 506.1 | 84.5 | 590.6 | 489.5 | 38.4 | 5.42 | 32.9 | 1639.3 | 0.26 | 492.1 | 81.8 | 573.9 | 379.7 | 25.3 | 3.53 | 28.6 | 1395.8 | 0.19 | 381.4 | 70.3 | 451.6 | 776.9 | 60.8 | 8.76 | 51.9 | 2451.6 | 0.47 | 781.1 | 125.1 | 906.2 | 75191194 | 5828.7 | 822.7 | 5049948 | 253849 | 39.1 | 75589493.7 | 12625320.7 | 88214814.4 | 0 | 31.8 | 3.97 | 0 | 35.77 | 33.67 | 4.28 | 0 | 37.96 | 150335600 | 8176463 | 55421.9 | 470291.1 | 0 | 0 | 44749028 | 0 | 0 | 362581.2 | 78697100 | 0 | 785458.8 | 0 | 328149.9 | 17043568 | 30112.4 | 0 | 0 | 4642491.5 | 3102600.8 | 68789.7 | 67.4 | 96.9 | 0 | 10088.5 | 0 | 0 | 269.2 | 11076.2 | 0 | 5480.5 | 0 | 101.9 | 2134 | 426.9 | 0 | 0 | 2217.5 | 21 | 1063.8 | 167.4 | 0 | 0 | 0 | 0.06 | 0 | 0 | 0
OH | 2026 | 164245460 | 362617.8 | 0 | 837611.4 | 165445687.3 | 158340270.2 | 156181207.5 | 68633540 | 45080180 | 0.0359 | 0.054 | 0.146 | 49036.94 | 35384.9 | 0.19 | 0.27 | 475.5 | 35.7 | 5.02 | 33.2 | 1643.8 | 0.25 | 477.9 | 82.2 | 560.1 | 449.2 | 33.6 | 4.73 | 31.9 | 1554.5 | 0.25 | 451.5 | 78.3 | 529.8 | 352.7 | 17.4 | 2.34 | 32 | 1494 | 0.17 | 353.9 | 76.6 | 430.5 | 733.7 | 56.5 | 8.09 | 49.4 | 2382.1 | 0.42 | 737.6 | 120.5 | 858.1 | 66942084.7 | 5015.8 | 705.7 | 4671284.6 | 231552.5 | 35.1 | 67284204.8 | 11581125.1 | 78865330 | 0 | 30.05 | 10.07 | 0 | 40.12 | 31.83 | 10.89 | 0 | 42.72 | 141765440 | 9264480 | 312152.9 | 470118.5 | 0 | 0 | 38242940 | 0 | 0 | 551112.8 | 75663470 | 0 | 429645.6 | 0 | 328057.8 | 17035558 | 19016 | 0 | 0 | 5559078.5 | 3085869.5 | 68418.8 | 401.7 | 96.9 | 0 | 10068.5 | 0 | 0 | 408.2 | 11076.2 | 0 | 5352.8 | 0 | 101.9 | 2134 | 426.9 | 0 | 0 | 2666.9 | 21 | 1063.8 | 836 | 0 | 0 | 0 | 0.06 | 0 | 0 | 0
OH | 2028 | 167756850 | 3282447.2 | 0 | 1086859.8 | 172126151.7 | 161725421.6 | 153455190.4 | 90632320 | 50762080 | 0.0359 | 0.054 | 0.146 | 59784.46 | 36497.2 | 0.3 | 0.4 | 351.3 | 20.5 | 2.8 | 30.2 | 1400.7 | 0.19 | 352.6 | 72 | 424.6 | 319.9 | 19.3 | 2.65 | 27.5 | 1255.9 | 0.18 | 321.2 | 64.9 | 386.2 | 304.3 | 6 | 0.62 | 35.7 | 1581.8 | 0.13 | 304.7 | 82.9 | 387.6 | 660 | 47.1 | 6.7 | 48 | 2261.5 | 0.38 | 663.2 | 115.5 | 778.7 | 46030809.3 | 2679.2 | 366.4 | 3961272.9 | 183691.4 | 24.7 | 46210690.5 | 9442027.5 | 55652717.9 | 0 | 26.58 | 11.91 | 0 | 38.49 | 28.28 | 13.11 | 0 | 41.4 | 132009520 | 18670962 | 2796499.5 | 465156.6 | 0 | 0 | 18376788 | 0 | 0 | 849965.4 | 74015416 | 0 | 377487.9 | 0 | 326055.5 | 16961220 | 19936.7 | 0 | 0 | 14683718 | 3069227.8 | 68049.8 | 2248.9 | 96.9 | 0 | 7743.5 | 0 | 0 | 628.2 | 11178.7 | 0 | 5352.8 | 0 | 101.9 | 2134 | 426.9 | 0 | 0 | 6800 | 21 | 1063.8 | 7791.1 | 0 | 0 | 0 | 0 | 0 | 0 | 0
OH | 2030 | 171834510 | 8849832 | 0 | 1209928.6 | 181894278.9 | 165656516.1 | 146780831.5 | 94841890 | 58149844 | 0.0359 | 0.054 | 0.146 | 70932.32 | 37872.5 | 0.42 | 0.5 | 278.7 | 14.8 | 2 | 25.4 | 1158 | 0.15 | 279.7 | 60 | 339.7 | 256.9 | 14.4 | 1.96 | 23.2 | 1043.6 | 0.15 | 257.8 | 54.3 | 312.2 | 307.9 | 9.9 | 1.22 | 32.7 | 1477.8 | 0.14 | 308.5 | 76.8 | 385.2 | 615.9 | 43.6 | 6.15 | 44.8 | 2161.2 | 0.33 | 618.9 | 109.3 | 728.2 | 40083499.9 | 2122.4 | 286.6 | 3659612 | 166686.7 | 21.8 | 40224980.5 | 8632829.7 | 48857810.1 | 0 | 25.1 | 13.39 | 0 | 38.49 | 26.97 | 15.18 | 0 | 42.15 | 144944800 | 35113450 | 7543177 | 454562 | 0 | 0 | 14099008 | 0 | 0 | 1327968.2 | 70409560 | 0 | 222535.5 | 0 | 321473.1 | 16769277 | 11767 | 0 | 0 | 30665120 | 3052677 | 67682.8 | 5608.4 | 96.9 | 0 | 6175.2 | 0 | 0 | 979.8 | 11178.7 | 0 | 5226.6 | 0 | 101.9 | 2134 | 253.7 | 0 | 0 | 13925.9 | 21 | 1063.8 | 21276.9 | 0 | 0 | 0 | 0 | 0 | 0 | 0
OH | 2035 | 182574750 | 15118909 | 0 | 1656483.3 | 199350139.6 | 176010702.3 | 141489114.4 | 104032240 | 93962920 | 0.0359 | 0.054 | 0.146 | 86929.61 | 41649.9 | 0.47 | 0.5 | 227.3 | 9.2 | 1.18 | 23.3 | 1036.2 | 0.12 | 227.9 | 54.2 | 282.1 | 222.9 | 8.9 | 1.14 | 23.3 | 1020.2 | 0.13 | 223.5 | 53.8 | 277.2 | 323.6 | 15.7 | 2.1 | 29.6 | 1385.3 | 0.15 | 324.6 | 70.9 | 395.5 | 560.7 | 37.4 | 5.25 | 43 | 2033.5 | 0.31 | 563.3 | 103.7 | 667 | 42637277.2 | 1710.9 | 220.4 | 4376060.8 | 194598.4 | 22.6 | 42748439.9 | 10181259.4 | 52929699.3 | 0 | 22.59 | 15.74 | 0 | 38.34 | 24.56 | 18.4 | 0 | 42.96 | 189163360 | 57861024 | 12874327 | 441604.8 | 0 | 0 | 9393372 | 0 | 0 | 3419987.2 | 91242536 | 0 | 435880.9 | 0 | 311715.8 | 16596789 | 6108 | 0 | 0 | 51352068 | 3022197.5 | 66774.1 | 8523.5 | 96.9 | 0 | 6169.5 | 0 | 0 | 2512.7 | 15373 | 0 | 6578.1 | 0 | 101.9 | 2134 | 251.3 | 0 | 0 | 23325.8 | 21 | 1063.8 | 38873.9 | 0 | 0 | 0 | 0 | 0 | 0 | 0
OH | 2040 | 194894910 | 42868524 | 0 | 2587070.8 | 240350512.1 | 187888000.6 | 89397521.2 | 139502460 | 200542400 | 0.0359 | 0.054 | 0.146 | 79099.21 | 45638 | 0.68 | 0.62 | 132.3 | 4.7 | 0.6 | 14.1 | 621.7 | 0.07 | 132.6 | 32.6 | 165.2 | 160.6 | 5.6 | 0.7 | 17.6 | 760.5 | 0.09 | 160.9 | 40.3 | 201.2 | 339.2 | 18.6 | 2.52 | 29.2 | 1386.3 | 0.16 | 340.5 | 70.5 | 411 | 496.9 | 30.2 | 4.2 | 40.7 | 1902.1 | 0.26 | 498.9 | 97.4 | 596.4 | 39504619 | 1407.6 | 176.8 | 4219410.4 | 185932.2 | 21 | 39594843.1 | 9765917.5 | 49360760.6 | 0 | 18.84 | 12.3 | 0 | 31.14 | 21.87 | 16.18 | 0 | 38.05 | 301452320 | 150953000 | 36686884 | 361902 | 0 | 0 | 6931828 | 0 | 0 | 5092179.5 | 89421980 | 0 | 501731 | 0 | 290504.6 | 16297299 | 7197.9 | 0 | 0 | 142813840 | 2981174 | 65792.8 | 18340.6 | 89.7 | 0 | 6169.5 | 0 | 0 | 3923.6 | 15373 | 0 | 6578.1 | 0 | 101.9 | 2134 | 234.8 | 0 | 0 | 64962.9 | 21 | 1063.8 | 117069.1 | 0 | 0 | 0 | 0 | 0 | 0 | 0
OH | 2045 | 205703920 | 38935500 | 0 | 2829164.4 | 247468586 | 198308344.2 | 90579532.5 | 150661040 | 212550320 | 0.0359 | 0.054 | 0.146 | 81970.15 | 48786.7 | 0.67 | 0.62 | 137.6 | 5 | 0.63 | 14.6 | 644.2 | 0.07 | 137.9 | 33.8 | 171.7 | 164.6 | 6 | 0.75 | 17.7 | 771.1 | 0.09 | 164.9 | 40.7 | 205.6 | 332.6 | 15.6 | 2.07 | 31.5 | 1443.9 | 0.17 | 333.7 | 74.5 | 408.2 | 497.7 | 30.2 | 4.19 | 41.1 | 1912.7 | 0.26 | 499.8 | 98.1 | 597.9 | 42206915.7 | 1530.6 | 193 | 4473234.3 | 197783.9 | 22.2 | 42305228.9 | 10373256.1 | 52678485 | 0 | 18.68 | 13.13 | 0 | 31.81 | 21.39 | 16.87 | 0 | 38.26 | 309387520 | 156889060 | 33273116 | 360859 | 0 | 0 | 7683505.5 | 0 | 0 | 5925692.5 | 93220504 | 0 | 1386523.4 | 0 | 283336.6 | 16283944 | 6669.8 | 0 | 0 | 145140420 | 5757969 | 64975.5 | 14480 | 89.7 | 0 | 4694.5 | 0 | 0 | 4648.6 | 15373 | 0 | 9262.9 | 0 | 101.9 | 2134 | 222.8 | 0 | 0 | 68228.8 | 21 | 1715.4 | 106299.5 | 0 | 0 | 0 | 0 | 0 | 0 | 0
OH | 2050 | 215605300 | 35586120 | 0 | 2986813.1 | 254178227.3 | 207853550.1 | 96314875.7 | 159497630 | 218923940 | 0.0359 | 0.054 | 0.146 | 83799.53 | 51281.4 | 0.6 | 0.56 | 153.2 | 3.6 | 0.4 | 17.5 | 777.9 | 0.07 | 153.5 | 40.7 | 194.1 | 181.3 | 4.6 | 0.53 | 20.6 | 908.9 | 0.09 | 181.6 | 47.7 | 229.3 | 323.3 | 11.8 | 1.5 | 33.9 | 1509.5 | 0.16 | 324.1 | 78.9 | 403 | 489.9 | 25.9 | 3.52 | 43.6 | 2010.9 | 0.25 | 491.6 | 103.5 | 595.2 | 47724961.5 | 1127.6 | 125.2 | 5440429.4 | 242330.7 | 21 | 47792741.8 | 12667612.2 | 60460354.1 | 0 | 19.25 | 13.75 | 0 | 33 | 21.97 | 17.3 | 0 | 39.28 | 313498600 | 157863340 | 30335236 | 354289.8 | 0 | 0 | 2351881.8 | 0 | 0 | 6567663 | 117008744 | 0 | 5301760 | 0 | 278795.4 | 0 | 4542.7 | 0 | 0 | 145491900 | 5739700 | 64085.5 | 12910.9 | 89.7 | 0 | 1414.5 | 0 | 0 | 5291.6 | 18573.1 | 0 | 12766.7 | 0 | 101.9 | 0 | 148.8 | 0 | 0 | 71129.2 | 21 | 1617 | 94811.7 | 0 | 0 | 0 | 0 | 0 | 0 | 0
OK | 2024 | 60163456 | 11086.8 | 443341.2 | 946026.5 | 61563910.6 | 58000262.1 | -23395703 | 29385446 | 72480580 | 0.0359 | 0.054 | 0.16 | 5995.99 | 14104.9 | 0.83 | 0.81 | 85.7 | 4.4 | 0.6 | 7.6 | 358.7 | 0.04 | 86 | 18.3 | 104.3 | 107.9 | 6.4 | 0.87 | 8.9 | 426.9 | 0.05 | 108.4 | 21.6 | 130 | 337.8 | 21.7 | 3.08 | 27 | 1210.5 | 0.21 | 339.3 | 63.1 | 402.4 | 595.1 | 47.7 | 6.9 | 39.1 | 1827 | 0.38 | 598.4 | 93.7 | 692.1 | 8878850.3 | 458.5 | 61.7 | 785899.8 | 37157.6 | 4.1 | 8909370.7 | 1894311 | 10803681.7 | 0 | 21.21 | 1.31 | 0 | 22.52 | 22.67 | 1.43 | 0 | 24.1 | 104940060 | 84959620 | 9346.3 | 19338.7 | 0 | 0 | 2772219.5 | 0 | 0 | 162678.4 | 14840718 | 0 | 80046.5 | 0 | 1883843.2 | 0 | 20426.6 | 354511.3 | 0 | 16623126 | 68173810 | 0 | 10 | 5.6 | 0 | 3255 | 0 | 0 | 110.5 | 7334.8 | 0 | 1093.7 | 0 | 849.8 | 0 | 434 | 258 | 0 | 6787.7 | 0 | 18336 | 20 | 2580 | 0 | 0 | 0 | 0 | 0 | 0
OK | 2026 | 61456000 | 262877 | 442576.1 | 1023317.3 | 63184770.7 | 59246336.6 | -31638754.5 | 28412122 | 75865040 | 0.0359 | 0.054 | 0.16 | 41277.38 | 14417.6 | 0.88 | 0.85 | 60.1 | 2.8 | 0.38 | 5.6 | 260.2 | 0.03 | 60.3 | 13.3 | 73.7 | 79.3 | 4.4 | 0.6 | 6.8 | 322.1 | 0.04 | 79.6 | 16.4 | 96 | 233.5 | 12.3 | 1.7 | 21 | 932.2 | 0.14 | 234.3 | 48.8 | 283.2 | 502.8 | 40 | 5.75 | 32.9 | 1588.4 | 0.3 | 505.6 | 80.3 | 585.8 | 6595857.9 | 311.7 | 41.4 | 609980.3 | 28530.9 | 3 | 6616444.3 | 1461024.2 | 8077468.5 | 0 | 17.7 | 8.49 | 0 | 26.19 | 18.98 | 9.33 | 0 | 28.31 | 110943060 | 94823530 | 221992.7 | 16695 | 0 | 0 | 1778427.2 | 0 | 0 | 360964.9 | 11882096 | 0 | 61867 | 0 | 1787030.8 | 0 | 10879.6 | 360530.4 | 0 | 16412614 | 78049944 | 0 | 176.2 | 5.6 | 0 | 2786 | 0 | 0 | 244.5 | 7334.8 | 0 | 1093.7 | 0 | 849.8 | 0 | 434 | 258 | 0 | 6939.4 | 0 | 22597.8 | 509.5 | 2580 | 0 | 0 | 0 | 0 | 0 | 0
OK | 2028 | 62990856 | 557508.4 | 404667.2 | 1459408.5 | 65412438.4 | 60726021 | -53553144.1 | 33649904 | 99022310 | 0.0359 | 0.054 | 0.16 | 54739.87 | 15521.4 | 0.93 | 0.9 | 34.7 | 1.5 | 0.19 | 3.4 | 155.2 | 0.02 | 34.8 | 8 | 42.8 | 50.6 | 2.6 | 0.35 | 4.6 | 212.9 | 0.02 | 50.8 | 10.9 | 61.7 | 143.9 | 5 | 0.63 | 15.1 | 671.6 | 0.07 | 144.2 | 35.1 | 179.4 | 406.5 | 30.2 | 4.3 | 28.8 | 1355.4 | 0.24 | 408.5 | 69.2 | 477.8 | 4481619.9 | 191.2 | 24.9 | 433202.8 | 20041.3 | 2 | 4494122.9 | 1030986.7 | 5525109.7 | 0 | 14.35 | 9.09 | 0 | 23.45 | 15.45 | 9.99 | 0 | 25.44 | 131254060 | 118965580 | 468187.4 | 15133.3 | 0 | 0 | 1023314.9 | 0 | 0 | 699318.9 | 8677978 | 0 | 32223 | 0 | 1746450.2 | 0 | 6379.7 | 318812.4 | 0 | 16112938 | 102153330 | 0 | 346.7 | 5.6 | 0 | 2786 | 0 | 0 | 475.4 | 7178.8 | 0 | 1093.7 | 0 | 861.8 | 0 | 434 | 258 | 0 | 7060.6 | 0 | 30532.1 | 1197.4 | 2580 | 0 | 0 | 0 | 0 | 0 | 0
OK | 2030 | 64747924 | 804863.1 | 395763.8 | 1648665 | 67597217.2 | 62419943.9 | -57653236.7 | 39476388 | 105922490 | 0.0359 | 0.054 | 0.16 | 60277.02 | 16047.1 | 0.95 | 0.93 | 23.6 | 1.1 | 0.15 | 2.2 | 101.3 | 0.01 | 23.6 | 5.2 | 28.8 | 37.2 | 2.3 | 0.31 | 3.1 | 145.6 | 0.02 | 37.4 | 7.4 | 44.8 | 99.1 | 3.4 | 0.43 | 10.5 | 462.2 | 0.05 | 99.3 | 24.2 | 123.5 | 370 | 28.2 | 4.02 | 25.4 | 1225.4 | 0.21 | 372 | 61.9 | 433.9 | 3115853.5 | 150.7 | 20.1 | 285102.6 | 13376.7 | 1.4 | 3125821.8 | 684116 | 3809937.8 | 0 | 13.27 | 9.91 | 0 | 23.18 | 14.3 | 10.92 | 0 | 25.21 | 134509920 | 125250456 | 683598.8 | 14077 | 0 | 0 | 880622.6 | 0 | 0 | 1199154.9 | 5634872.5 | 0 | 17255.2 | 0 | 1709366.4 | 0 | 2543.1 | 317124.7 | 0 | 15422058 | 108629230 | 0 | 476.9 | 5.6 | 0 | 2786 | 0 | 0 | 819.8 | 6910 | 0 | 1093.7 | 0 | 861.8 | 0 | 434 | 258 | 0 | 7060.6 | 0 | 32704.5 | 1806.7 | 2580 | 0 | 0 | 0 | 0 | 0 | 0
OK | 2035 | 69232770 | 1345552.5 | 392547.3 | 1833076.5 | 72803946.8 | 66743632.2 | -63800049.6 | 44557576 | 115666700 | 0.0359 | 0.0539 | 0.16 | 84940.87 | 17445.4 | 0.97 | 0.95 | 16.2 | 0.9 | 0.12 | 1.4 | 67 | 0.01 | 16.3 | 3.4 | 19.7 | 27.2 | 1.9 | 0.26 | 2.1 | 100 | 0.01 | 27.3 | 5.1 | 32.4 | 124.5 | 5.7 | 0.76 | 11.8 | 537.7 | 0.06 | 124.9 | 27.8 | 152.7 | 337.8 | 25.4 | 3.62 | 23.5 | 1129.7 | 0.19 | 339.6 | 57.2 | 396.8 | 2285440.4 | 122.3 | 16.5 | 198409.2 | 9439.3 | 1 | 2293603 | 479987.2 | 2773590.2 | 0 | 12.12 | 13.99 | 0 | 26.11 | 13.08 | 15.51 | 0 | 28.59 | 144413820 | 136604000 | 1142992.4 | 13172.1 | 0 | 0 | 772309.5 | 0 | 0 | 2434344.2 | 3901671.2 | 0 | 5202.4 | 0 | 1661986 | 0 | 938.7 | 311558.4 | 0 | 15369133 | 118800530 | 0 | 707.6 | 5.6 | 0 | 2786 | 0 | 0 | 1756.8 | 6628 | 0 | 1093.7 | 0 | 861.8 | 0 | 434 | 258 | 0 | 7406.9 | 0 | 36005.3 | 3280.4 | 2580 | 0 | 0 | 0 | 0 | 0 | 0
OK | 2040 | 74400830 | 1882953.6 | 401024.4 | 2127773.8 | 78812583.5 | 71725976 | -76022061.9 | 49713044 | 132300140 | 0.0359 | 0.0539 | 0.16 | 85811.26 | 19030.8 | 0.98 | 0.97 | 10.7 | 0.5 | 0.07 | 1 | 45.5 | 0 | 10.8 | 2.3 | 13.1 | 18.3 | 1.2 | 0.17 | 1.4 | 68.4 | 0.01 | 18.4 | 3.5 | 21.9 | 156.7 | 8.1 | 1.1 | 14 | 652.7 | 0.08 | 157.3 | 33.5 | 190.8 | 293.5 | 21.1 | 2.98 | 21.4 | 1020.3 | 0.17 | 294.9 | 51.9 | 346.8 | 1694618.4 | 85.5 | 11.5 | 151904.2 | 7162.8 | 0.8 | 1700296.7 | 365567.5 | 2065864.2 | 0 | 10.72 | 13.78 | 0 | 24.5 | 11.61 | 15.35 | 0 | 26.96 | 161960620 | 154834640 | 1604541.6 | 12138.5 | 0 | 0 | 521957.6 | 0 | 0 | 3274211 | 3062420.5 | 0 | 2814.8 | 0 | 1597351.2 | 0 | 1141.2 | 323617.6 | 0 | 20467440 | 131092990 | 0 | 943 | 5.6 | 0 | 2786 | 0 | 0 | 2393 | 6628 | 0 | 1093.7 | 0 | 861.8 | 0 | 434 | 258 | 0 | 9969.3 | 0 | 40485 | 4406.9 | 2580 | 0 | 0 | 0 | 0 | 0 | 0
OK | 2045 | 78887544 | 3750156.8 | 415913.5 | 2083540.6 | 85137155.6 | 76051426.7 | -70138729 | 50450092 | 128955970 | 0.0359 | 0.0539 | 0.16 | 86341.61 | 20300.5 | 0.98 | 0.97 | 10.6 | 0.4 | 0.06 | 1 | 47.8 | 0 | 10.7 | 2.5 | 13.1 | 15.2 | 0.8 | 0.11 | 1.3 | 62.4 | 0.01 | 15.3 | 3.2 | 18.5 | 169.8 | 8.3 | 1.11 | 16 | 725.3 | 0.09 | 170.4 | 37.6 | 208 | 240.2 | 15.6 | 2.17 | 19 | 893.4 | 0.13 | 241.3 | 45.6 | 286.9 | 1698430.4 | 71.8 | 9.3 | 164782.5 | 7621.9 | 0.8 | 1703120.3 | 392124.5 | 2095244.9 | 0 | 9.14 | 13.48 | 0 | 22.62 | 10.03 | 15.28 | 0 | 25.31 | 164200060 | 155275890 | 3168938.8 | 10843.8 | 0 | 0 | 394523.7 | 0 | 0 | 3643615.2 | 3505054 | 0 | 1431.8 | 0 | 1510129.4 | 0 | 0 | 333266.4 | 0 | 19658004 | 131974260 | 0 | 1587.1 | 5.6 | 0 | 2786 | 0 | 0 | 2820.9 | 6508 | 0 | 1093.7 | 0 | 861.8 | 0 | 0 | 258 | 0 | 10465.1 | 0 | 40868.1 | 9064 | 2580 | 0 | 0 | 0 | 0 | 0 | 0
OK | 2050 | 82772100 | 4445940.5 | 440551.6 | 2269200.2 | 89927790.6 | 79796310.2 | -70786392.7 | 56001110 | 137446160 | 0.0359 | 0.0539 | 0.16 | 85351.25 | 21299.7 | 0.97 | 0.96 | 17.8 | 1.1 | 0.15 | 1.4 | 68.7 | 0.01 | 17.9 | 3.5 | 21.4 | 21.2 | 1.4 | 0.2 | 1.6 | 79 | 0.01 | 21.3 | 4 | 25.3 | 168.5 | 7.8 | 1.04 | 16.4 | 734 | 0.09 | 169 | 38.3 | 207.4 | 227.6 | 12.9 | 1.77 | 19.5 | 909.1 | 0.12 | 228.5 | 46.6 | 275.1 | 2989170.9 | 187.3 | 25.8 | 234581.3 | 11485 | 1.4 | 3001809 | 577211.5 | 3579020.5 | 0 | 9.1 | 13.01 | 0 | 22.11 | 10.02 | 14.82 | 0 | 24.84 | 171983470 | 160714180 | 3782642.8 | 10437 | 0 | 0 | 1269793 | 0 | 0 | 4313792 | 4362591 | 0 | 1290.8 | 0 | 1489984.9 | 0 | 0 | 352550.1 | 0 | 19717996 | 136682400 | 0 | 1888.9 | 5.6 | 0 | 2786 | 0 | 0 | 3382.6 | 6463.9 | 0 | 1093.7 | 0 | 861.8 | 0 | 0 | 258 | 0 | 10833.2 | 0 | 41454.4 | 10369.5 | 2580 | 0 | 0 | 0 | 0 | 0 | 0
OR | 2024 | 56558348 | 3340.6 | 0 | 1927379.8 | 58489067.7 | 54524491.3 | 45268232.4 | 59785850 | 61248250 | 0.036 | 0.054 | 0.1435 | 56759.94 | 10817.7 | 0.82 | 0.83 | 73 | 1.4 | 0.14 | 9.1 | 382.5 | 0.03 | 73.1 | 20.5 | 93.6 | 84 | 3.5 | 0.46 | 8.9 | 378.8 | 0.05 | 84.2 | 20.2 | 104.4 | 293.5 | 8.6 | 1.02 | 31.9 | 1437.4 | 0.13 | 294 | 74.8 | 368.8 | 635.8 | 44.8 | 6.29 | 45.9 | 2262.7 | 0.32 | 638.9 | 113.4 | 752.3 | 4333347.1 | 81.7 | 8.2 | 538392.3 | 22690.7 | 2 | 4338010.9 | 1215123.6 | 5553134.4 | 0 | 28.63 | 9.82 | 0 | 38.45 | 30.29 | 10.58 | 0 | 40.87 | 59997030 | 13220835 | 2877 | 627057.8 | 0 | 0 | 0 | 0 | 0 | 354761.6 | 11052002 | 0 | 31530.9 | 145213.6 | 34917516 | 0 | 0 | 0 | 0 | 2511450.8 | 10354623 | 0 | 6.2 | 103.5 | 0 | 0 | 0 | 0 | 286.8 | 3380.5 | 0 | 753 | 19.5 | 8366 | 0 | 0 | 0 | 0 | 1137.4 | 0 | 3951.8 | 12.5 | 0 | 0 | 0 | 0.13 | 0 | 0.23 | 0
OR | 2026 | 58008884 | 3947.8 | 0 | 2077030.3 | 60089862.9 | 55922869.8 | 46827604 | 66377930 | 65376492 | 0.036 | 0.054 | 0.1435 | 66224.11 | 11168.5 | 0.84 | 0.85 | 64.3 | 1.2 | 0.12 | 8 | 336.8 | 0.03 | 64.4 | 18.1 | 82.5 | 69.9 | 2.8 | 0.36 | 7.6 | 320 | 0.04 | 70 | 17.2 | 87.2 | 215.5 | 7.7 | 0.97 | 22.1 | 1010.7 | 0.1 | 216 | 52.3 | 268.3 | 580.6 | 39.2 | 5.47 | 43.5 | 2125.5 | 0.29 | 583.2 | 106.9 | 690.1 | 3753638.8 | 70.7 | 7.1 | 469542.4 | 19659 | 1.8 | 3757678.6 | 1055859 | 4813537.6 | 0 | 27.05 | 11.53 | 0 | 38.58 | 28.64 | 12.41 | 0 | 41.04 | 59128076 | 13262259 | 3334.9 | 616557.6 | 0 | 0 | 0 | 0 | 0 | 487064.3 | 9561773 | 0 | 29392.6 | 145213.6 | 35509548 | 0 | 0 | 0 | 0 | 2476413.8 | 10298781 | 0 | 6.5 | 103.5 | 0 | 0 | 0 | 0 | 394.2 | 3380.5 | 0 | 753 | 19.5 | 8603.1 | 0 | 0 | 0 | 0 | 1137.4 | 0 | 3951.8 | 13.4 | 0 | 0 | 0 | 0.18 | 0 | 0.42 | 0
OR | 2028 | 59723016 | 4612.5 | 0 | 2385205.3 | 62112830.8 | 57575365.2 | 48756639.3 | 79024170 | 73541450 | 0.036 | 0.054 | 0.1435 | 62531.35 | 11619.6 | 0.87 | 0.89 | 50.3 | 0.9 | 0.09 | 6.4 | 263.8 | 0.02 | 50.4 | 14.3 | 64.7 | 54.9 | 2.7 | 0.35 | 5.7 | 236.8 | 0.03 | 55 | 12.8 | 67.8 | 144.4 | 6.4 | 0.83 | 13.8 | 639.5 | 0.07 | 144.8 | 32.9 | 177.6 | 505.6 | 33.4 | 4.66 | 38.8 | 1870.2 | 0.26 | 507.9 | 94.6 | 602.5 | 2805269.1 | 52.9 | 5.3 | 356863.5 | 14699.2 | 1.3 | 2808288.2 | 795265 | 3603553.2 | 0 | 23.31 | 11.02 | 0 | 34.33 | 24.68 | 11.88 | 0 | 36.56 | 56662040 | 13356192 | 3893.9 | 596325.3 | 0 | 0 | 0 | 0 | 0 | 671086 | 7214319 | 0 | 815.5 | 1202616.6 | 34287884 | 0 | 0 | 0 | 0 | 2441865 | 10243240 | 0 | 6.7 | 103.5 | 0 | 0 | 0 | 0 | 543.5 | 3380.5 | 0 | 753 | 161.5 | 8652.5 | 0 | 0 | 0 | 0 | 1137.4 | 0 | 3951.8 | 14.2 | 0 | 0 | 0 | 0.18 | 0 | 0.61 | 0
OR | 2030 | 61703416 | 94502.4 | 0 | 2661409 | 64459329.3 | 59484567.4 | 50625265.3 | 93039150 | 82060550 | 0.036 | 0.054 | 0.1435 | 63591.71 | 12165.6 | 0.9 | 0.92 | 40.8 | 0.8 | 0.08 | 5.1 | 213.6 | 0.02 | 40.8 | 11.5 | 52.3 | 42.8 | 2.3 | 0.3 | 4.2 | 179.1 | 0.03 | 43 | 9.6 | 52.6 | 65.1 | 2.6 | 0.33 | 6.5 | 297.1 | 0.03 | 65.2 | 15.3 | 80.6 | 435.1 | 29.9 | 4.18 | 32.8 | 1583.5 | 0.23 | 437.2 | 80.1 | 517.2 | 2138668.2 | 40.3 | 4 | 269842.1 | 11203.7 | 1 | 2140969.9 | 603986.5 | 2744956.4 | 0 | 21.95 | 11.32 | 0 | 33.27 | 23.31 | 12.26 | 0 | 35.57 | 53484428 | 13834064 | 80852.2 | 407555.2 | 0 | 0 | 0 | 0 | 0 | 935407.1 | 5444003.5 | 0 | 19998.3 | 1202616.6 | 32495338 | 0 | 0 | 0 | 0 | 2733462 | 10165195 | 0 | 71 | 81 | 0 | 0 | 0 | 0 | 757.7 | 3048.7 | 0 | 753 | 161.5 | 8661.3 | 0 | 0 | 0 | 0 | 1268.9 | 0 | 3926.8 | 281.6 | 0 | 0 | 0 | 0.24 | 0 | 0.8 | 0
OR | 2035 | 67367736 | 1416318 | 0 | 2532716.1 | 71316770.6 | 64945242.7 | 52638454.6 | 90427896 | 77104150 | 0.0359 | 0.054 | 0.1435 | 93726.54 | 13742.7 | 0.91 | 0.93 | 35.1 | 0.7 | 0.07 | 4.3 | 183.5 | 0.02 | 35.1 | 9.8 | 44.9 | 37.8 | 1.9 | 0.26 | 3.6 | 159.3 | 0.02 | 38 | 8.4 | 46.4 | 40 | 1.3 | 0.16 | 4.3 | 192.3 | 0.02 | 40.1 | 10 | 50.1 | 361.5 | 22.1 | 3.05 | 30.2 | 1403.6 | 0.2 | 363 | 72.1 | 435.1 | 1991472 | 37.5 | 3.8 | 246263.2 | 10426.6 | 0.9 | 1993615.3 | 557224.9 | 2550840.2 | 0 | 19.55 | 16.86 | 0 | 36.41 | 21.04 | 18.8 | 0 | 39.84 | 57969036 | 18678316 | 1199158.5 | 273893.6 | 0 | 0 | 0 | 0 | 0 | 1402393.4 | 4995438 | 0 | 49734.4 | 1202616.6 | 31569882 | 0 | 0 | 0 | 0 | 5797418.5 | 11478504 | 0 | 1159.1 | 65.7 | 0 | 0 | 0 | 0 | 1146.4 | 2911.7 | 0 | 753 | 161.5 | 8670 | 0 | 0 | 0 | 0 | 2522 | 0 | 4224.1 | 4955.4 | 0 | 0 | 0 | 0.31 | 0 | 0.9 | 0
OR | 2040 | 74456456 | 3840776.5 | 0 | 2138465.3 | 80435696.4 | 71779102 | 50090148.9 | 78675610 | 65938710 | 0.0359 | 0.054 | 0.1435 | 90233.43 | 14908.2 | 0.95 | 1 | 20.1 | 0.4 | 0.04 | 2.5 | 105.2 | 0.01 | 20.1 | 5.7 | 25.8 | 0 | 0 | 0 | 0 | 0 | 0 | 0 | 0 | 0 | 14.5 | 0.4 | 0.05 | 1.6 | 70.9 | 0.01 | 14.5 | 3.7 | 18.2 | 352.9 | 21.8 | 3 | 28.8 | 1363.4 | 0.18 | 354.3 | 69.5 | 423.8 | 1324114.6 | 25 | 2.5 | 166799.7 | 6936.2 | 0.6 | 1325539.6 | 373668.8 | 1699208.5 | 0 | 17.51 | 16.14 | 0 | 33.66 | 19.02 | 18.53 | 0 | 37.56 | 67640130 | 30345548 | 3264876 | 257805.9 | 0 | 0 | 0 | 0 | 0 | 1479224.4 | 3280548.2 | 0 | 79066.2 | 1202616.6 | 29209668 | 0 | 0 | 0 | 0 | 14395787 | 14470536 | 0 | 3457.1 | 65.7 | 0 | 0 | 0 | 0 | 1242.2 | 2043.3 | 0 | 729 | 161.5 | 8678.8 | 0 | 0 | 0 | 0 | 5968.1 | 0 | 4291.8 | 16055 | 0 | 0 | 0 | 0.34 | 0 | 1 | 0
OR | 2045 | 81596460 | 6792961.5 | 0 | 2535444.2 | 90924872.7 | 78662391.9 | 51464674.5 | 93954890 | 79410540 | 0.0359 | 0.054 | 0.1435 | 92338.92 | 16610.1 | 0.96 | 1 | 18.1 | 0.3 | 0.03 | 2.3 | 94.8 | 0.01 | 18.1 | 5.1 | 23.2 | 0 | 0 | 0 | 0 | 0 | 0 | 0 | 0 | 0 | 0 | 0 | 0 | 0 | 0 | 0 | 0 | 0 | 0 | 296.8 | 17.4 | 2.39 | 25.6 | 1175.3 | 0.16 | 298 | 60.7 | 358.7 | 1341936.7 | 25.3 | 2.5 | 168360.6 | 7028.7 | 0.6 | 1343380.9 | 377988.8 | 1721369.8 | 0 | 15.51 | 16.26 | 0.46 | 32.24 | 17.06 | 19.27 | 0.5 | 36.83 | 76315220 | 39460200 | 5787616.5 | 241720.4 | 0 | 0 | 0 | 0 | 0 | 1546546.5 | 3316913.2 | 0 | 72273.8 | 1070807.5 | 26365688 | 0 | 0 | 0 | 0 | 21198660 | 16714990 | 0 | 5797.7 | 65.7 | 0 | 0 | 0 | 0 | 1333 | 2043.3 | 0 | 729 | 143.8 | 8681.2 | 0 | 0 | 0 | 0 | 8776.2 | 0 | 4626.6 | 28777.3 | 0 | 0 | 0 | 0.34 | 1 | 1 | 0
OR | 2050 | 88774850 | 8602949 | 0 | 2603438.7 | 99981238.4 | 85582645.7 | 42606346.4 | 92184270 | 87838710 | 0.0359 | 0.054 | 0.1435 | 92872.01 | 18224.5 | 0.96 | 1 | 16.9 | 0.3 | 0.03 | 2.1 | 88.6 | 0.01 | 16.9 | 4.7 | 21.7 | 0 | 0 | 0 | 0 | 0 | 0 | 0 | 0 | 0 | 0 | 0 | 0 | 0 | 0 | 0 | 0 | 0 | 0 | 303.8 | 15.8 | 2.13 | 27.6 | 1270.3 | 0.16 | 304.8 | 65.5 | 370.3 | 1564950.6 | 29.5 | 2.9 | 194838 | 8195 | 0.7 | 1566634.9 | 439248.5 | 2005883.4 | 0 | 16.39 | 16.02 | 0 | 32.41 | 18.15 | 19.15 | 0 | 37.3 | 95626830 | 57374892 | 7323864 | 244054.8 | 0 | 0 | 0 | 0 | 0 | 1647455.8 | 3696352.8 | 0 | 192843.6 | 1057403 | 25737420 | 0 | 0 | 0 | 0 | 20965030 | 34762404 | 0 | 6497.5 | 65.7 | 0 | 0 | 0 | 0 | 1451.8 | 2043.3 | 0 | 729 | 142 | 8681.2 | 0 | 0 | 0 | 0 | 8810.3 | 0 | 10005.9 | 34712.7 | 0 | 0 | 0 | 0.34 | 0 | 1 | 0
PA | 2024 | 157152300 | 43331.4 | 1442621.6 | 1196896.6 | 159835146.7 | 151501077.2 | 147285266.5 | 24911482 | 96271670 | 0.0359 | 0.054 | 0.146 | 11233.3 | 33488.8 | 0.39 | 0.4 | 301.1 | 16.2 | 2.2 | 29.1 | 1242.8 | 0.21 | 302.2 | 66.2 | 368.4 | 312.1 | 16.9 | 2.3 | 30.1 | 1284.9 | 0.21 | 313.2 | 68.4 | 381.6 | 360.7 | 22.2 | 3.1 | 29.2 | 1358.2 | 0.19 | 362.2 | 69.7 | 431.9 | 731.5 | 53.3 | 7.65 | 52.5 | 2425.5 | 0.45 | 735.2 | 124.9 | 860.1 | 69320233.6 | 3735.4 | 506.9 | 6696835.3 | 286047.1 | 47.4 | 69569940.2 | 15233981.1 | 84803921.4 | 0 | 31.27 | 2.16 | 0.05 | 33.48 | 33.16 | 2.35 | 0.06 | 35.56 | 231600980 | 12549880 | 36879.6 | 1418822.4 | 0 | 0 | 23989596 | 0 | 0 | 2138188.5 | 116125230 | 0 | 171101.1 | 0 | 3045445 | 72616490 | 474300.6 | 1173234.2 | 0 | 858477.2 | 9553214 | 0 | 51.6 | 319.1 | 0 | 9051.9 | 0 | 0 | 1580.2 | 18531.9 | 0 | 1974.2 | 0 | 942.7 | 9093.3 | 5064.7 | 1572 | 0 | 439.6 | 0 | 2771.1 | 103.1 | 15720 | 0 | 0.7 | 0.08 | 0 | 0 | 0
PA | 2026 | 158663060 | 55125.5 | 1520303.8 | 1459116.6 | 161697603.5 | 152957459.9 | 148011597.9 | 37440540 | 98515250 | 0.0359 | 0.054 | 0.146 | 41912.91 | 33938.5 | 0.41 | 0.42 | 277.5 | 13.4 | 1.79 | 28.5 | 1194.3 | 0.2 | 278.4 | 64.2 | 342.5 | 282.3 | 13.7 | 1.83 | 29.1 | 1214.5 | 0.2 | 283.2 | 65.3 | 348.5 | 324.4 | 15.2 | 2.04 | 30.4 | 1385.3 | 0.16 | 325.4 | 71.7 | 397.1 | 680.2 | 47.4 | 6.73 | 50.4 | 2361.4 | 0.39 | 683.5 | 120.9 | 804.3 | 61519152.1 | 2979.7 | 398 | 6323269.7 | 264770.4 | 43.4 | 61716599.5 | 14225284.9 | 75941884.4 | 0 | 29.33 | 8.02 | 0.09 | 37.45 | 31.12 | 8.75 | 0.1 | 39.98 | 223146580 | 13686006 | 46518.5 | 1419855.6 | 0 | 0 | 18047932 | 0 | 0 | 3337806 | 112598824 | 0 | 132214.2 | 0 | 3044679 | 72556616 | 376647.9 | 1237287.8 | 0 | 846500.4 | 9501699 | 0 | 67.1 | 319.1 | 0 | 9051.9 | 0 | 0 | 2468.4 | 18531.9 | 0 | 1804.6 | 0 | 942.7 | 9093.3 | 5064.7 | 1572 | 0 | 439.6 | 0 | 2771.1 | 134.1 | 15720 | 0 | 1.3 | 0.08 | 0 | 0 | 0
PA | 2028 | 161157650 | 76335.9 | 2101511 | 1741971.7 | 165077458.9 | 155362299 | 149726796.4 | 54584536 | 104682710 | 0.0359 | 0.054 | 0.146 | 50724.46 | 34740.6 | 0.44 | 0.46 | 252.5 | 10.5 | 1.36 | 27.9 | 1142.9 | 0.19 | 253.2 | 62 | 315.2 | 251.1 | 10.4 | 1.36 | 27.8 | 1135.5 | 0.19 | 251.8 | 61.7 | 313.5 | 275.8 | 6.2 | 0.69 | 31.8 | 1402.3 | 0.13 | 276.2 | 73.6 | 349.8 | 611.8 | 38.6 | 5.43 | 49.3 | 2250.1 | 0.36 | 614.5 | 116.4 | 730.9 | 54041609.1 | 2240.2 | 291.5 | 5978895.9 | 244644.1 | 39.7 | 54187940.4 | 13280132.3 | 67468072.7 | 0 | 25.88 | 9.66 | 0.05 | 35.59 | 27.51 | 10.59 | 0.06 | 38.16 | 215521950 | 15350662 | 64739.5 | 1408126.8 | 0 | 0 | 12133850 | 0 | 0 | 5065516.5 | 109119500 | 0 | 117358.3 | 0 | 3021393.8 | 72231180 | 366024 | 1709105.6 | 0 | 834690.9 | 9450455 | 0 | 87 | 319.1 | 0 | 9051.9 | 0 | 0 | 3750.3 | 18388.9 | 0 | 1754.5 | 0 | 942.7 | 9093.3 | 5064.7 | 1572 | 0 | 439.6 | 0 | 2771.1 | 174 | 15720 | 0 | 0.8 | 0.08 | 0 | 0 | 0
PA | 2030 | 164492820 | 107586.9 | 2280689.8 | 1559559.5 | 168440659.1 | 158577523 | 150753557.1 | 53172300 | 92865270 | 0.0359 | 0.054 | 0.146 | 67349.82 | 35845.4 | 0.46 | 0.49 | 237.9 | 9.6 | 1.24 | 26.8 | 1086.6 | 0.18 | 238.5 | 59.2 | 297.7 | 233.5 | 9.5 | 1.24 | 26.3 | 1063 | 0.18 | 234.1 | 58 | 292.1 | 293.7 | 9.7 | 1.2 | 31.1 | 1398.4 | 0.14 | 294.3 | 72.8 | 367.1 | 569.9 | 35.3 | 4.92 | 46.2 | 2150.3 | 0.31 | 572.3 | 110.3 | 682.6 | 49211279.9 | 1984.5 | 256.7 | 5547196.9 | 224835.4 | 37.2 | 49340485.9 | 12257444.4 | 61597930.2 | 0 | 24.91 | 12.88 | 0.07 | 37.86 | 26.53 | 14.12 | 0.07 | 40.71 | 208467120 | 17687102 | 91261.9 | 1382334.9 | 0 | 0 | 10547527 | 0 | 0 | 7464562.5 | 102008030 | 0 | 88912.1 | 0 | 2970075 | 71583790 | 265334.6 | 1842743 | 0 | 823046.4 | 9399493 | 0 | 102.7 | 319.1 | 0 | 9051.9 | 0 | 0 | 5534.6 | 18287.9 | 0 | 1797.9 | 0 | 942.7 | 9093.3 | 4191.6 | 1572 | 0 | 439.6 | 0 | 2771.1 | 240.8 | 15720 | 0 | 1.2 | 0.08 | 0 | 0 | 0
PA | 2035 | 173966540 | 282382.1 | 2515378.2 | 1728908.6 | 178493212.2 | 167710545.9 | 160212118.6 | 74522650 | 92218380 | 0.0359 | 0.054 | 0.146 | 87465.17 | 39040.7 | 0.49 | 0.54 | 226.3 | 9.3 | 1.21 | 25.7 | 1029.5 | 0.18 | 226.9 | 56.4 | 283.3 | 209.5 | 8.6 | 1.12 | 23.8 | 952.3 | 0.17 | 210.1 | 52.2 | 262.3 | 323.7 | 14.5 | 1.91 | 30.8 | 1420.5 | 0.15 | 324.6 | 73.2 | 397.8 | 528.9 | 31.2 | 4.34 | 44.4 | 2035 | 0.29 | 531 | 105.1 | 636.2 | 44084873.4 | 1812.7 | 235.2 | 5000669.2 | 200583.2 | 34.6 | 44203093.8 | 10987507.2 | 55190601 | 0 | 22.95 | 17.02 | 0 | 39.98 | 24.48 | 18.65 | 0 | 43.13 | 196455440 | 18281094 | 241610.4 | 1343365.5 | 0 | 0 | 9832302 | 0 | 0 | 8059325 | 90519380 | 0 | 162651.3 | 0 | 2874887.2 | 70945800 | 189476.6 | 2064872.2 | 0 | 794640.1 | 9427129 | 0 | 188.2 | 319.1 | 0 | 8932.6 | 0 | 0 | 6150.3 | 18287.9 | 0 | 2264.8 | 0 | 942.7 | 9093.3 | 4191.6 | 1572 | 0 | 439.6 | 0 | 2771.1 | 682.4 | 15720 | 0 | 0 | 0.08 | 0 | 0 | 0
PA | 2040 | 185632080 | 2080633.6 | 2652899.5 | 1988143 | 192353762.6 | 178956554 | 170941971.4 | 93543430 | 95460664 | 0.0359 | 0.054 | 0.146 | 92528.19 | 42583.8 | 0.51 | 0.58 | 205.4 | 7.1 | 0.89 | 24.8 | 976.4 | 0.17 | 205.8 | 54 | 259.8 | 183.1 | 6.3 | 0.79 | 22.1 | 870.6 | 0.15 | 183.5 | 48.1 | 231.6 | 348.5 | 16.8 | 2.24 | 32.1 | 1494.1 | 0.16 | 349.6 | 76.7 | 426.3 | 483.3 | 25.2 | 3.44 | 43.7 | 1976.7 | 0.26 | 485 | 102.7 | 587.7 | 39573768.4 | 1368.3 | 171.4 | 4787744.5 | 188229.9 | 32.4 | 39661325.1 | 10405839.3 | 50067164.4 | 0 | 21.43 | 18.38 | 0 | 39.82 | 22.99 | 20.31 | 0 | 43.3 | 194489250 | 21411792 | 1778452.2 | 1318923.1 | 0 | 0 | 6275294 | 0 | 0 | 7877333 | 87862984 | 0 | 401602.6 | 0 | 2802729 | 70242750 | 236899.8 | 2157828.5 | 0 | 760845 | 12773613 | 0 | 1309.4 | 319.1 | 0 | 8850.2 | 0 | 0 | 6219.8 | 18287.9 | 0 | 2877.8 | 0 | 942.7 | 9093.3 | 3392.6 | 1572 | 0 | 435.7 | 0 | 3437.3 | 5209.8 | 15720 | 0 | 0 | 0.08 | 0 | 0 | 0
PA | 2045 | 196201230 | 4482533.5 | 2417769.8 | 2153961 | 205255491 | 189145403.6 | 178409859.5 | 98666910 | 104207540 | 0.0359 | 0.054 | 0.146 | 92565.5 | 45382.8 | 0.51 | 0.57 | 205.4 | 6.3 | 0.77 | 25.3 | 1002.9 | 0.16 | 205.8 | 55.2 | 261 | 184.7 | 5.6 | 0.68 | 22.8 | 902.8 | 0.14 | 185.1 | 49.7 | 234.8 | 343.5 | 13.7 | 1.76 | 34.4 | 1564.3 | 0.16 | 344.4 | 81 | 425.4 | 494.3 | 24.8 | 3.36 | 45.8 | 2061.7 | 0.26 | 495.9 | 107.3 | 603.2 | 42940866.6 | 1320.4 | 160.2 | 5286716.6 | 209660.1 | 33.7 | 43023942.4 | 11543778.7 | 54567721.1 | 0 | 21.23 | 18.17 | 0 | 39.41 | 22.8 | 20.3 | 0 | 43.1 | 211099630 | 26845632 | 3842108 | 1336060.6 | 0 | 0 | 4996677 | 0 | 0 | 7766920 | 94816550 | 0 | 3785431.5 | 0 | 2833357 | 70606180 | 122698.7 | 1914940.4 | 0 | 722910.6 | 18355800 | 0 | 2547.7 | 319.1 | 0 | 5167.1 | 0 | 0 | 6336.5 | 18287.9 | 0 | 10718.5 | 0 | 942.7 | 9093.3 | 2650.6 | 1572 | 0 | 421 | 0 | 4773.5 | 10835.2 | 15720 | 0 | 0 | 0.08 | 0 | 0 | 0
PA | 2050 | 206580260 | 4606557.5 | 2802305.2 | 2128253.3 | 216117377.3 | 199150739.1 | 188863499.8 | 96133570 | 105636940 | 0.0359 | 0.054 | 0.146 | 91392.51 | 47690.7 | 0.48 | 0.54 | 219.1 | 5.3 | 0.6 | 27.8 | 1114.6 | 0.16 | 219.4 | 61.1 | 280.5 | 200.5 | 4.8 | 0.54 | 25.4 | 1021.8 | 0.14 | 200.8 | 55.9 | 256.7 | 333.4 | 10.6 | 1.29 | 35.9 | 1604.5 | 0.16 | 334 | 83.8 | 417.8 | 487.8 | 20.3 | 2.65 | 48.5 | 2179.2 | 0.25 | 489.1 | 113.5 | 602.6 | 49003656.8 | 1187.2 | 133.3 | 6221024.8 | 249321.1 | 36 | 49075418.4 | 13660615.2 | 62736033.6 | 0 | 21.96 | 17.95 | 0 | 39.91 | 23.61 | 20.09 | 0 | 43.69 | 226012370 | 27253878 | 3938237.5 | 1313316.2 | 0 | 0 | 2638769.5 | 0 | 0 | 7773123 | 101417820 | 0 | 14126229 | 0 | 2803913.2 | 70236840 | 68303.7 | 2215050.2 | 0 | 544737.8 | 18936016 | 0 | 2600.9 | 319.1 | 0 | 2895.5 | 0 | 0 | 6534.7 | 18287.9 | 0 | 16449.3 | 0 | 942.7 | 9093.3 | 1364 | 1572 | 0 | 323.4 | 0 | 4995.5 | 11005.2 | 15720 | 0 | 0 | 0.08 | 0 | 0 | 0
RI | 2024 | 7591439 | 2513.8 | 0 | 48061.6 | 7642014.8 | 7318533.1 | 3946981.3 | 6158901.5 | 4930804 | 0.0359 | 0.0539 | 0.135 | 10184.65 | 1917.1 | 0.61 | 0.57 | 168.3 | 3.2 | 0.32 | 20.6 | 881.1 | 0.08 | 168.5 | 46.9 | 215.4 | 179.8 | 3.4 | 0.34 | 23.9 | 944.8 | 0.12 | 180 | 52.1 | 232.1 | 301.6 | 7.5 | 0.88 | 34.5 | 1486.9 | 0.16 | 302 | 78.8 | 380.9 | 634.6 | 37.1 | 5.23 | 54 | 2387.3 | 0.39 | 637.2 | 125.3 | 762.4 | 1075495.4 | 20.3 | 2 | 131646.4 | 5629.2 | 0.5 | 1076652.9 | 299531.6 | 1376184.5 | 0 | 31.91 | 2.31 | 0 | 34.22 | 33.82 | 2.51 | 0 | 36.33 | 6406692.5 | 3695033.5 | 2129.2 | 192465.1 | 0 | 0 | 0 | 0 | 0 | 291144 | 2510456.5 | 0 | 0 | 0 | 6608.3 | 0 | 0 | 0 | 0 | 529509 | 70745.4 | 2803635 | 3 | 40.1 | 0 | 0 | 0 | 0 | 211.7 | 1730.2 | 0 | 0 | 0 | 2.7 | 0 | 0 | 0 | 0 | 273 | 734 | 21 | 6 | 0 | 0 | 0 | 0.28 | 0 | 0 | 0
RI | 2026 | 7665141 | 2437.9 | 0 | 42434.7 | 7710013.8 | 7389585.8 | 923288.3 | 4599609 | 6471678.5 | 0.0359 | 0.0539 | 0.135 | 40678.95 | 1949.3 | 0.73 | 0.65 | 117.2 | 2.2 | 0.22 | 14.3 | 613.2 | 0.05 | 117.3 | 32.6 | 149.9 | 148.7 | 2.8 | 0.28 | 19.5 | 781.1 | 0.09 | 148.9 | 42.8 | 191.7 | 247.3 | 5.5 | 0.63 | 28.7 | 1241.1 | 0.13 | 247.7 | 65.8 | 313.4 | 588.7 | 32.2 | 4.47 | 51.7 | 2320.7 | 0.34 | 590.9 | 120.9 | 711.8 | 1119887.9 | 21.1 | 2.1 | 136865.7 | 5861.3 | 0.5 | 1121093.2 | 311672.7 | 1432765.9 | 0 | 28.92 | 9.05 | 0 | 37.96 | 30.64 | 9.83 | 0 | 40.46 | 9603503 | 6786725.5 | 2073.2 | 192443.2 | 0 | 0 | 0 | 0 | 0 | 350401.2 | 2615661.8 | 0 | 0 | 0 | 6599.5 | 0 | 0 | 0 | 0 | 522121.8 | 70350.6 | 5843852 | 3 | 40.1 | 0 | 0 | 0 | 0 | 256.7 | 1730.2 | 0 | 0 | 0 | 2.7 | 0 | 0 | 0 | 0 | 273 | 1538 | 21 | 6 | 0 | 0 | 0 | 0.41 | 0 | 0 | 0
RI | 2028 | 7791601.5 | 2335.6 | 0 | 35584.3 | 7829521.3 | 7511501.2 | 1035531.9 | 3711683.2 | 5509919.5 | 0.0359 | 0.0539 | 0.135 | 47983.75 | 2005.2 | 0.73 | 0.67 | 118.8 | 2.2 | 0.22 | 14.5 | 621.5 | 0.05 | 118.9 | 33 | 151.9 | 142.2 | 2.7 | 0.27 | 18.4 | 746.4 | 0.09 | 142.4 | 40.7 | 183.1 | 183.1 | 3.6 | 0.37 | 21.6 | 947.4 | 0.08 | 183.3 | 49.9 | 233.2 | 532.4 | 25.9 | 3.54 | 50 | 2198.5 | 0.31 | 534.2 | 115.6 | 649.7 | 1142088.9 | 21.5 | 2.2 | 139453.3 | 5977.4 | 0.5 | 1143318.1 | 317721 | 1461039.1 | 0 | 24.69 | 10.48 | 0 | 35.17 | 26.16 | 11.37 | 0 | 37.52 | 9643754 | 6793989.5 | 1979.2 | 190487.8 | 0 | 0 | 0 | 0 | 0 | 396948 | 2650740 | 0 | 0 | 0 | 6557.3 | 0 | 0 | 0 | 0 | 514740.4 | 69984.5 | 5812316.5 | 3 | 40.1 | 0 | 0 | 0 | 0 | 293.2 | 1730.2 | 0 | 0 | 0 | 2.7 | 0 | 0 | 0 | 0 | 273 | 1538 | 21 | 6 | 0 | 0 | 0 | 0.55 | 0 | 0 | 0
RI | 2030 | 7956577 | 4055.3 | 0 | 37546 | 7998178 | 7670547.6 | 1125122.7 | 4051543.2 | 5405754 | 0.0359 | 0.0539 | 0.135 | 68591.45 | 2079.8 | 0.75 | 0.71 | 105.4 | 2 | 0.2 | 12.9 | 551.9 | 0.05 | 105.5 | 29.4 | 134.9 | 121.6 | 2.3 | 0.23 | 16 | 638.8 | 0.08 | 121.8 | 35 | 156.8 | 104.2 | 2 | 0.21 | 12.3 | 536.8 | 0.05 | 104.3 | 28.3 | 132.6 | 500.3 | 23.3 | 3.14 | 47.6 | 2126.1 | 0.27 | 501.8 | 111 | 612.9 | 984593.1 | 18.6 | 1.9 | 120769.3 | 5153.8 | 0.4 | 985652.8 | 274473.9 | 1260126.7 | 0 | 24.03 | 14.94 | 0 | 38.97 | 25.47 | 16.19 | 0 | 41.66 | 9367356 | 6873055 | 3467.9 | 186400.2 | 0 | 0 | 0 | 0 | 0 | 514718.9 | 2297948.2 | 0 | 0 | 0 | 6484.2 | 0 | 0 | 0 | 0 | 507655.2 | 69607.1 | 5781074 | 4 | 40.1 | 0 | 0 | 0 | 0 | 380.7 | 1730.2 | 0 | 0 | 0 | 2.7 | 0 | 0 | 0 | 0 | 273 | 1538 | 21 | 10 | 0 | 0 | 0 | 0.71 | 0 | 0 | 0
RI | 2035 | 8428825 | 4079.4 | 0 | 36692 | 8469596.7 | 8125825.3 | 1659621.7 | 4061383.5 | 4682028 | 0.0359 | 0.0539 | 0.135 | 100466.91 | 2294.7 | 0.77 | 0.99 | 101.8 | 1.9 | 0.19 | 12.5 | 532.9 | 0.05 | 101.9 | 28.4 | 130.3 | 4.3 | 0.1 | 0.01 | 0.6 | 22.6 | 0 | 4.3 | 1.2 | 5.6 | 44.4 | 0.9 | 0.09 | 5.3 | 227.9 | 0.02 | 44.5 | 12.1 | 56.5 | 456.1 | 19.2 | 2.56 | 45.6 | 1997.2 | 0.26 | 457.4 | 105.2 | 562.6 | 923657 | 17.4 | 1.7 | 113413.6 | 4834.9 | 0.4 | 924651 | 257609.8 | 1182260.8 | 0 | 22.58 | 22.44 | 0 | 45.02 | 23.93 | 24.34 | 0 | 48.27 | 9102309 | 6809975 | 3517.6 | 181533.6 | 0 | 0 | 0 | 0 | 0 | 550402.6 | 1960565.4 | 0 | 140376.5 | 0 | 6341.3 | 0 | 0 | 0 | 0 | 490100.4 | 68572.7 | 5700899.5 | 4 | 40.1 | 0 | 0 | 0 | 0 | 418.8 | 1730.2 | 0 | 740.6 | 0 | 2.7 | 0 | 0 | 0 | 0 | 273 | 1538 | 21 | 10 | 0 | 0 | 0 | 0.99 | 0 | 0 | 0
RI | 2040 | 9017174 | 1671519.9 | 0 | 35899.9 | 10724593.5 | 8693027.1 | 4014665.4 | 4227303 | 4036074 | 0.0359 | 0.0539 | 0.135 | 99023 | 2529.6 | 0.79 | 0.99 | 94.1 | 1.8 | 0.18 | 11.5 | 492.6 | 0.04 | 94.2 | 26.2 | 120.4 | 4.5 | 0.1 | 0.01 | 0.6 | 23.9 | 0 | 4.5 | 1.3 | 5.9 | 4.7 | 0.1 | 0.01 | 0.6 | 24.1 | 0 | 4.7 | 1.3 | 6 | 434.6 | 14.5 | 1.84 | 46.8 | 2030.8 | 0.24 | 435.5 | 107.4 | 542.9 | 988302 | 18.6 | 1.9 | 121048.4 | 5173 | 0.4 | 989365.6 | 275325.4 | 1264691 | 0 | 21.1 | 19.36 | 0 | 40.46 | 23.42 | 24.85 | 0 | 48.27 | 10542047 | 6709928 | 1451424.9 | 180058.6 | 0 | 0 | 0 | 0 | 0 | 536847.8 | 1893619.8 | 0 | 300693 | 0 | 6322.6 | 0 | 0 | 0 | 0 | 478627.9 | 67750.4 | 5626702 | 723.6 | 40.1 | 0 | 0 | 0 | 0 | 422.5 | 1730.2 | 0 | 1708.8 | 0 | 2.7 | 0 | 0 | 0 | 0 | 275.4 | 1538 | 21 | 4339.5 | 0 | 0 | 0 | 0.99 | 0 | 0 | 0
RI | 2045 | 9585931 | 1513237.4 | 0 | 35854.3 | 11135022.8 | 9241334.6 | 4339490.9 | 4214602 | 3983640 | 0.0359 | 0.0539 | 0.135 | 96718.37 | 2723.5 | 0.76 | 0.99 | 113.2 | 2.1 | 0.21 | 13.8 | 592.3 | 0.05 | 113.3 | 31.4 | 144.7 | 4.6 | 0.1 | 0.01 | 0.6 | 24.4 | 0 | 4.6 | 1.3 | 6 | 4.8 | 0.1 | 0.01 | 0.6 | 25 | 0 | 4.8 | 1.3 | 6.2 | 449.9 | 13.7 | 1.7 | 49.5 | 2148.3 | 0.24 | 450.7 | 113.6 | 564.4 | 1230363 | 23.2 | 2.3 | 149717.6 | 6438.8 | 0.6 | 1231687.2 | 341745.1 | 1573432.3 | 0 | 21.12 | 19.59 | 0 | 40.72 | 23.28 | 24.61 | 0 | 47.89 | 10912349 | 6795532 | 1276933.2 | 183578.9 | 0 | 0 | 0 | 0 | 0 | 530092.4 | 2115622.8 | 0 | 534266.8 | 0 | 6415.6 | 0 | 0 | 0 | 0 | 647315.2 | 66840.7 | 5551283.5 | 826.3 | 40.1 | 0 | 0 | 0 | 0 | 430.9 | 1511.6 | 0 | 2007.9 | 0 | 2.7 | 0 | 0 | 0 | 0 | 354.8 | 1538 | 21 | 4750.3 | 0 | 0 | 0 | 0.99 | 0 | 0 | 0
RI | 2050 | 10182332 | 2151345 | 0 | 35371.6 | 12369048.9 | 9816281.5 | 4775647.9 | 3959432.5 | 4367233.5 | 0.0359 | 0.0539 | 0.135 | 95382 | 2890 | 0.75 | 0.99 | 121.8 | 2.3 | 0.23 | 14.7 | 637.2 | 0.05 | 121.9 | 33.7 | 155.6 | 4.9 | 0.1 | 0.01 | 0.6 | 25.8 | 0 | 4.9 | 1.4 | 6.3 | 4.9 | 0.1 | 0.01 | 0.6 | 25.7 | 0 | 5 | 1.4 | 6.3 | 440.5 | 12 | 1.43 | 49.6 | 2166.6 | 0.22 | 441.3 | 114.2 | 555.4 | 1552268.6 | 29.3 | 2.9 | 187658.3 | 8121.9 | 0.7 | 1553939.2 | 429881.3 | 1983820.5 | 0 | 20.65 | 18.28 | 0 | 38.93 | 23.25 | 23.98 | 0 | 47.24 | 12780123 | 7593401 | 1818932.4 | 178195.5 | 0 | 0 | 0 | 0 | 0 | 543056.5 | 2045623.8 | 0 | 1137737.4 | 0 | 6232.5 | 0 | 0 | 0 | 0 | 1541615.8 | 187.3 | 5508541.5 | 1263.2 | 40.1 | 0 | 0 | 0 | 0 | 453.1 | 822 | 0 | 2559.6 | 0 | 2.7 | 0 | 0 | 0 | 0 | 699.3 | 1538 | 0 | 6497.7 | 0 | 0 | 0 | 0.99 | 0 | 0 | 0
SC | 2024 | 89131864 | 0 | 3338258 | 465159.5 | 92935282.7 | 85927197.3 | 88187528.4 | 25458424 | 21783330 | 0.0359 | 0.054 | 0.15 | 10231.5 | 20071 | 0.72 | 0.66 | 185.4 | 14.9 | 2.1 | 17.5 | 624 | 0.21 | 186.5 | 36.2 | 222.6 | 227.7 | 17.9 | 2.53 | 20.3 | 773 | 0.23 | 228.9 | 43.4 | 272.3 | 323.2 | 24.8 | 3.52 | 21.3 | 1086 | 0.16 | 324.9 | 53.7 | 378.6 | 735.4 | 54.6 | 7.82 | 51.7 | 2423.7 | 0.44 | 739.1 | 124 | 863.2 | 16426089.3 | 1314.8 | 186.1 | 1552075.9 | 55294.4 | 18.7 | 16516081.5 | 3204956.9 | 19721038.4 | 0 | 32.71 | 2.03 | 0 | 34.74 | 34.85 | 2.27 | 0 | 37.12 | 89246180 | 4747754.5 | 0 | 1225861.1 | 0 | 0 | 10027446 | 0 | 0 | 1307609.5 | 15206078 | 0 | 48423.9 | 0 | 2401822.2 | 52851692 | 3401.5 | 2733694.8 | 0 | 3440144.8 | 0 | 0 | 0 | 180.1 | 0 | 4769 | 0 | 0 | 873.9 | 3185 | 0 | 2555.2 | 0 | 1355.7 | 6617.2 | 720.6 | 2796 | 0 | 1606.7 | 0 | 0 | 0 | 27960 | 0 | 0 | 0 | 0 | 0 | 0
SC | 2026 | 90977860 | 9929.2 | 3483072.8 | 426314.3 | 94897173.9 | 87706831.3 | 78160337 | 21306698 | 25464364 | 0.0359 | 0.054 | 0.15 | 41830.49 | 20514.6 | 0.77 | 0.72 | 152.3 | 12.2 | 1.72 | 14.9 | 514.9 | 0.18 | 153.1 | 30.3 | 183.4 | 190.4 | 15.1 | 2.14 | 17.3 | 642.6 | 0.2 | 191.4 | 36.5 | 227.9 | 235.5 | 13.9 | 1.91 | 19.4 | 926.1 | 0.11 | 236.4 | 47 | 283.4 | 699.3 | 51.8 | 7.37 | 48.8 | 2351.1 | 0.39 | 702.9 | 119 | 821.8 | 14954691.6 | 1192.2 | 168.7 | 1463403.8 | 50601 | 18 | 15036279.7 | 2976226.2 | 18012505.9 | 0 | 30.36 | 7.85 | 0 | 38.21 | 32.42 | 8.75 | 0 | 41.18 | 99065290 | 16736837 | 8509.5 | 1225307.8 | 0 | 0 | 9096362 | 0 | 0 | 1688846 | 14018798 | 0 | 38210.6 | 0 | 2401418.8 | 52757750 | 2798.9 | 2779289.8 | 0 | 15047990 | 0 | 0 | 5.8 | 180.1 | 0 | 4769 | 0 | 0 | 1136.3 | 3185 | 0 | 2495.2 | 0 | 1355.7 | 6617.2 | 720.6 | 2796 | 0 | 6671 | 0 | 0 | 23 | 27960 | 0 | 0 | 0 | 0 | 0 | 0
SC | 2028 | 93284504 | 4386252.5 | 4828041 | 695852.5 | 103194647.5 | 89930567.5 | 59582386.4 | 26856058 | 46439020 | 0.0359 | 0.054 | 0.15 | 53493.31 | 21086.6 | 0.87 | 0.81 | 73.9 | 4.7 | 0.66 | 9.9 | 290.2 | 0.12 | 74.2 | 18.6 | 92.8 | 108.6 | 7 | 0.96 | 13 | 422.9 | 0.15 | 109 | 25.6 | 134.7 | 180.4 | 4.9 | 0.58 | 20 | 892.3 | 0.08 | 180.7 | 46.6 | 227.3 | 589.7 | 39.5 | 5.57 | 45.5 | 2115.5 | 0.34 | 592.4 | 108.6 | 701 | 8991836.7 | 575.9 | 79.7 | 1207315 | 35354.7 | 14.9 | 9030753.9 | 2264951 | 11295704.9 | 0 | 25.5 | 9.35 | 0 | 34.85 | 28.02 | 11.07 | 0 | 39.09 | 122825710 | 43612260 | 3710768.5 | 1207539 | 0 | 0 | 4037190.5 | 0 | 0 | 2302070 | 12162894 | 0 | 30436.1 | 0 | 2347421 | 51862320 | 2234.3 | 3852656 | 0 | 41310190 | 0 | 0 | 2452 | 180.1 | 0 | 3639 | 0 | 0 | 1561.2 | 3185 | 0 | 2455.2 | 0 | 1355.7 | 6617.2 | 696.6 | 2796 | 0 | 17961.9 | 0 | 0 | 10188.3 | 27960 | 0 | 0 | 0 | 0 | 0 | 0
SC | 2030 | 95990800 | 10277400 | 5438006.5 | 870406.8 | 112576614.9 | 92539601.6 | 48099475.8 | 28524742 | 60075970 | 0.0359 | 0.054 | 0.15 | 56669.13 | 21698.7 | 0.91 | 0.86 | 45.5 | 2.8 | 0.38 | 7.1 | 184.9 | 0.09 | 45.7 | 12.7 | 58.3 | 75.5 | 4.5 | 0.62 | 10.3 | 305.9 | 0.12 | 75.8 | 19.4 | 95.3 | 196.1 | 6.9 | 0.87 | 20.3 | 919.6 | 0.09 | 196.5 | 47.7 | 244.3 | 523.8 | 35.3 | 4.95 | 40.1 | 1903.9 | 0.28 | 526.2 | 96.9 | 623.1 | 6476854.8 | 395.7 | 54.4 | 1021398.9 | 26389.8 | 13.5 | 6503510.8 | 1811509.2 | 8315020 | 0 | 22.76 | 9.22 | 0 | 31.98 | 25.87 | 11.57 | 0 | 37.44 | 144216460 | 64477140 | 8747470 | 1164808.6 | 0 | 0 | 2735789 | 0 | 0 | 3104958.8 | 9511840 | 0 | 18225.5 | 0 | 2223948.5 | 50999376 | 1045.8 | 4336827 | 0 | 61372180 | 0 | 0 | 5815.4 | 180.1 | 0 | 3639 | 0 | 0 | 2229.4 | 3057 | 0 | 2455.2 | 0 | 1355.7 | 6617.2 | 696.6 | 2796 | 0 | 27047.9 | 0 | 0 | 23641.3 | 27960 | 0 | 0 | 0 | 0 | 0 | 0
SC | 2035 | 103176600 | 23105742 | 5875242 | 876542.6 | 133034123.2 | 99467151 | 45465022.2 | 24291364 | 64037770 | 0.0359 | 0.054 | 0.15 | 82334.69 | 23820.6 | 0.95 | 0.91 | 21.4 | 1 | 0.13 | 4.9 | 100.5 | 0.07 | 21.5 | 7.9 | 29.4 | 41.8 | 1.9 | 0.25 | 7.6 | 191.5 | 0.09 | 42 | 13.3 | 55.3 | 247.7 | 12.9 | 1.75 | 21.8 | 1030.4 | 0.12 | 248.5 | 52.6 | 301.1 | 452.1 | 29 | 4.05 | 36.2 | 1682.9 | 0.25 | 454.1 | 86.4 | 540.4 | 3664636.1 | 168 | 22.2 | 835962.3 | 17189 | 12 | 3675696.7 | 1351457.8 | 5027154.4 | 0 | 18.79 | 12.22 | 0 | 31.01 | 22.83 | 16.85 | 0 | 39.68 | 172886080 | 87569100 | 19694956 | 1120711 | 0 | 0 | 998763.2 | 0 | 0 | 3869461.5 | 6873857.5 | 0 | 11377 | 0 | 2071989.8 | 49804628 | 583 | 4740119.5 | 0 | 83699640 | 0 | 0 | 10202.8 | 180.1 | 0 | 3639 | 0 | 0 | 3075.6 | 3057 | 0 | 2455.2 | 0 | 1366.7 | 6617.2 | 446.6 | 2796 | 0 | 39223.5 | 0 | 0 | 56721.4 | 27960 | 0 | 0 | 0 | 0 | 0 | 0
SC | 2040 | 111253040 | 26811160 | 6118935 | 779535.6 | 144962668.1 | 107253320.1 | 58015512.2 | 24402656 | 53641030 | 0.0359 | 0.054 | 0.15 | 82522.36 | 25870.7 | 0.96 | 0.93 | 16.4 | 0.6 | 0.07 | 4.5 | 84.6 | 0.07 | 16.4 | 7.1 | 23.5 | 33.2 | 1.2 | 0.15 | 7 | 163.9 | 0.09 | 33.3 | 11.9 | 45.2 | 296.9 | 18.5 | 2.56 | 23.5 | 1141.9 | 0.14 | 298.2 | 57.5 | 355.7 | 420.8 | 24.8 | 3.43 | 35.5 | 1643.1 | 0.23 | 422.5 | 84.6 | 507.1 | 2803595.9 | 93.4 | 11.6 | 785046.5 | 14526.9 | 11.5 | 2809535.3 | 1221086.8 | 4030622.2 | 0 | 17.82 | 12.24 | 0 | 30.07 | 21.87 | 17.08 | 0 | 38.95 | 174287060 | 86947150 | 22884112 | 1118267.9 | 0 | 0 | 428843.5 | 0 | 0 | 4004972 | 6252301.5 | 0 | 9370.3 | 0 | 2042848.8 | 49603330 | 822.3 | 5000001.5 | 0 | 82942184 | 0 | 0 | 11635.6 | 180.1 | 0 | 3639 | 0 | 0 | 3207.1 | 3057 | 0 | 2455.2 | 0 | 1366.7 | 6617.2 | 446.6 | 2796 | 0 | 40106.8 | 0 | 0 | 66507.7 | 27960 | 0 | 0 | 0 | 0 | 0 | 0
SC | 2045 | 118459110 | 28364538 | 6464733 | 764907.2 | 154053292.4 | 114200381.6 | 63061528.9 | 26900732 | 52003896 | 0.0359 | 0.054 | 0.15 | 85513.42 | 27911.5 | 0.96 | 0.92 | 18.6 | 0.6 | 0.07 | 4.5 | 95.9 | 0.06 | 18.6 | 7.3 | 26 | 35.4 | 1.2 | 0.15 | 6.8 | 174.7 | 0.08 | 35.5 | 12 | 47.5 | 313 | 18.7 | 2.56 | 25.9 | 1232.3 | 0.16 | 314.2 | 62.6 | 376.9 | 372.3 | 20.2 | 2.75 | 33.4 | 1514.9 | 0.2 | 373.7 | 78.6 | 452.2 | 3257806.3 | 100.1 | 12.1 | 793358.9 | 16897.1 | 11.4 | 3264098.5 | 1299993.3 | 4564091.7 | 0 | 16.13 | 12.85 | 0 | 28.98 | 20.2 | 17.86 | 0 | 38.07 | 179259090 | 90991760 | 24104012 | 457714.6 | 0 | 0 | 425314.7 | 0 | 0 | 3651494.8 | 7183015 | 0 | 153858 | 0 | 1927434.2 | 48826148 | 628.4 | 5189204 | 0 | 87340270 | 0 | 0 | 10789.3 | 95.1 | 0 | 3297 | 0 | 0 | 3334.7 | 3057 | 0 | 5199.2 | 0 | 1366.7 | 6617.2 | 446.6 | 2796 | 0 | 46421.8 | 0 | 0 | 72108.7 | 27960 | 0 | 0 | 0 | 0 | 0 | 0
SC | 2050 | 125354860 | 26201038 | 6726633 | 768558.7 | 159051093.8 | 120848233.5 | 68438635.2 | 31812250 | 49502692 | 0.0359 | 0.0539 | 0.15 | 84843.86 | 29707.3 | 0.94 | 0.9 | 27.6 | 1.1 | 0.14 | 5.1 | 131 | 0.07 | 27.6 | 9 | 36.6 | 48.9 | 1.9 | 0.24 | 7.7 | 231.2 | 0.08 | 49 | 14.6 | 63.5 | 310.4 | 17.4 | 2.37 | 26.9 | 1257.6 | 0.16 | 311.6 | 64.4 | 376 | 374.1 | 17.5 | 2.34 | 35.7 | 1611.5 | 0.19 | 375.3 | 83.8 | 459.1 | 4783292.7 | 191 | 24.6 | 888554 | 22836.4 | 11.4 | 4795698.5 | 1572191.2 | 6367889.7 | 0 | 16.73 | 13.18 | 0 | 29.91 | 20.83 | 17.9 | 0 | 38.72 | 176806800 | 90612456 | 22308740 | 446439.7 | 0 | 0 | 1061005.9 | 0 | 0 | 3644234.8 | 9147579 | 0 | 351616.1 | 0 | 1888639.6 | 45642660 | 0 | 5347654.5 | 0 | 86968220 | 0 | 0 | 10667.8 | 95.1 | 0 | 2350 | 0 | 0 | 3530.2 | 3057 | 0 | 12418.3 | 0 | 1366.7 | 6219 | 446.6 | 2796 | 0 | 47965.5 | 0 | 0 | 64624.2 | 27960 | 0 | 0 | 0 | 0 | 0 | 0
SD | 2024 | 12826142 | 573.2 | 0 | 243841.1 | 13070556.3 | 12364776.3 | 2356993.8 | 8487187 | 14232429 | 0.036 | 0.054 | 0.1577 | 5604.52 | 2551.2 | 0.86 | 0.78 | 100.6 | 8.6 | 1.23 | 5.8 | 312.5 | 0.05 | 101.2 | 15.1 | 116.3 | 206 | 21.3 | 3.07 | 8.6 | 526.9 | 0.1 | 207.5 | 24.3 | 231.8 | 259.7 | 20.2 | 2.87 | 17 | 861.1 | 0.13 | 261.1 | 42.7 | 303.8 | 762.8 | 67.4 | 9.74 | 43.6 | 2207.2 | 0.44 | 767.5 | 109.5 | 877 | 1872034 | 160.3 | 22.8 | 107841.5 | 5823.3 | 0.9 | 1883047.5 | 281619.8 | 2164667.4 | 0 | 25.56 | 1.06 | 0 | 26.63 | 27.08 | 1.14 | 0 | 28.22 | 18832330 | 10713563 | 482.1 | 0 | 0 | 0 | 1250528.5 | 0 | 0 | 133316.7 | 1339420.9 | 0 | 133221.4 | 0 | 5392403 | 0 | 2711.5 | 0 | 0 | 2137 | 10578109 | 0 | 0.8 | 0 | 0 | 474 | 0 | 0 | 87.9 | 295 | 0 | 813.2 | 0 | 1598 | 0 | 147.3 | 0 | 0 | 1 | 0 | 2767.2 | 1.6 | 0 | 0 | 0 | 0 | 0 | 0 | 0
SD | 2026 | 13086975 | 795.8 | 0 | 264223.9 | 13351994.9 | 12616228.3 | 2654214.9 | 9556773 | 14625277 | 0.036 | 0.054 | 0.1577 | 37082.04 | 2606.3 | 0.9 | 0.85 | 67.1 | 5.4 | 0.77 | 4.1 | 218.3 | 0.03 | 67.5 | 10.7 | 78.1 | 125.5 | 12.6 | 1.82 | 5.6 | 332.3 | 0.06 | 126.4 | 15.5 | 141.9 | 162.7 | 11.6 | 1.63 | 11.7 | 574.2 | 0.08 | 163.5 | 28.8 | 192.3 | 626.9 | 54.7 | 7.86 | 36.3 | 1864.9 | 0.35 | 630.7 | 92 | 722.6 | 1215242.9 | 98.2 | 13.9 | 75303.1 | 3965.3 | 0.6 | 1221971.9 | 193628.7 | 1415600.5 | 0 | 20.97 | 6.88 | 0 | 27.85 | 22.21 | 7.4 | 0 | 29.61 | 18440454 | 10697780 | 685.1 | 0 | 0 | 0 | 759737.7 | 0 | 0 | 172323.8 | 1066861.6 | 0 | 73902 | 0 | 5839776 | 0 | 1711.8 | 0 | 0 | 2103.4 | 10523353 | 0 | 0.8 | 0 | 0 | 474 | 0 | 0 | 115.9 | 295 | 0 | 633.2 | 0 | 1727 | 0 | 146.7 | 0 | 0 | 1 | 0 | 2767.2 | 1.6 | 0 | 0 | 0 | 0 | 0 | 0 | 0
SD | 2028 | 13405379 | 49525.3 | 0 | 286603.4 | 13741507.8 | 12923182.4 | 3044528.3 | 11095921 | 15196784 | 0.036 | 0.054 | 0.1577 | 56651.16 | 2710.6 | 0.93 | 0.91 | 43.9 | 3.4 | 0.48 | 2.8 | 147.3 | 0.02 | 44.1 | 7.2 | 51.3 | 76.4 | 7.6 | 1.1 | 3.4 | 204.1 | 0.04 | 76.9 | 9.5 | 86.5 | 101.8 | 4.9 | 0.67 | 9.4 | 430.7 | 0.05 | 102.1 | 22.2 | 124.3 | 500.5 | 42.6 | 6.11 | 30.3 | 1523.1 | 0.28 | 503.4 | 75.8 | 579.2 | 768210.7 | 59.7 | 8.4 | 49771.3 | 2585.9 | 0.4 | 772289.1 | 126929.1 | 899218.2 | 0 | 16.29 | 10.63 | 0 | 26.92 | 17.29 | 11.47 | 0 | 28.76 | 17858412 | 10696980 | 41785.5 | 0 | 0 | 0 | 456489.2 | 0 | 0 | 233277.9 | 795797.2 | 0 | 32391.3 | 0 | 5834842 | 0 | 127.7 | 0 | 0 | 2069.7 | 10461632 | 0 | 24.7 | 0 | 0 | 474 | 0 | 0 | 160.1 | 295 | 0 | 633.2 | 0 | 1727 | 0 | 14.6 | 0 | 0 | 1 | 0 | 2964.4 | 145.2 | 0 | 0 | 0 | 0 | 0 | 0 | 0
SD | 2030 | 13767147 | 118275.7 | 0 | 345721.5 | 14231144.1 | 13271941.9 | -4177869.3 | 12049199 | 22707456 | 0.036 | 0.054 | 0.1577 | 62510.38 | 2804.9 | 0.97 | 0.95 | 18.8 | 1.6 | 0.22 | 1.1 | 59.5 | 0.01 | 18.9 | 2.9 | 21.8 | 42.9 | 4.4 | 0.64 | 1.8 | 108.9 | 0.02 | 43.2 | 5 | 48.2 | 111.6 | 5.8 | 0.78 | 10 | 461.4 | 0.06 | 112 | 23.8 | 135.7 | 383.5 | 33.6 | 4.81 | 22.2 | 1152.5 | 0.21 | 385.8 | 56.6 | 442.4 | 453003.4 | 37.9 | 5.4 | 26918.3 | 1440.2 | 0.2 | 455601.1 | 69893.7 | 525494.8 | 0 | 12.12 | 12.31 | 0 | 24.43 | 12.91 | 13.39 | 0 | 26.3 | 24923624 | 18409014 | 100600 | 0 | 0 | 0 | 300062.3 | 0 | 0 | 321686 | 398061.8 | 0 | 11354.7 | 0 | 5704510.5 | 0 | 22.3 | 0 | 0 | 2011.8 | 18085316 | 0 | 61.7 | 0 | 0 | 474 | 0 | 0 | 229.5 | 295 | 0 | 613.5 | 0 | 1727 | 0 | 7.5 | 0 | 0 | 1 | 0 | 5707.3 | 293.2 | 0 | 0 | 0 | 0 | 0 | 0 | 0
SD | 2035 | 14706698 | 163726.4 | 0 | 382035 | 15252459 | 14177711.6 | -5604252.8 | 13848376 | 25664638 | 0.036 | 0.054 | 0.1576 | 84534.65 | 2981 | 0.98 | 0.96 | 12.3 | 1 | 0.15 | 0.7 | 38.2 | 0.01 | 12.3 | 1.8 | 14.2 | 34.5 | 3.7 | 0.53 | 1.3 | 84.7 | 0.02 | 34.8 | 3.9 | 38.6 | 139.2 | 7.7 | 1.05 | 12 | 562.2 | 0.07 | 139.7 | 28.8 | 168.5 | 340.3 | 30.1 | 4.33 | 19.5 | 1007.3 | 0.19 | 342.4 | 49.5 | 391.9 | 317118.1 | 26.9 | 3.8 | 18445.7 | 994.3 | 0.2 | 318968.2 | 48117.5 | 367085.7 | 0 | 10.38 | 16.71 | 0 | 27.08 | 11.06 | 18.22 | 0 | 29.28 | 27098340 | 20856712 | 139200.2 | 0 | 0 | 0 | 218729.7 | 0 | 0 | 451877.6 | 272999.8 | 0 | 3224.3 | 0 | 5607473 | 0 | 0 | 0 | 0 | 1949.8 | 20402884 | 0 | 87.5 | 0 | 0 | 474 | 0 | 0 | 338.5 | 295 | 0 | 651.2 | 0 | 1727 | 0 | 7.5 | 0 | 0 | 1 | 0 | 6555.4 | 398 | 0 | 0 | 0 | 0 | 0 | 0 | 0
SD | 2040 | 15796016 | 166666.6 | 0 | 451274.3 | 16413957.4 | 15227859.8 | -5007208.7 | 17826050 | 28590332 | 0.036 | 0.054 | 0.1576 | 82561.29 | 3268.9 | 0.99 | 0.98 | 5.6 | 0.4 | 0.06 | 0.4 | 19 | 0 | 5.6 | 0.9 | 6.5 | 19.8 | 2.1 | 0.31 | 0.7 | 47.3 | 0.01 | 19.9 | 2.1 | 22.1 | 161.8 | 9.2 | 1.26 | 14.4 | 649.6 | 0.1 | 162.4 | 33.8 | 196.2 | 284.6 | 24.4 | 3.49 | 16.9 | 873 | 0.15 | 286.3 | 43 | 329.2 | 137452.8 | 10.2 | 1.4 | 9350.2 | 478.3 | 0.1 | 138147.2 | 23620.8 | 161768.1 | 0 | 8.8 | 15.88 | 0 | 24.68 | 9.34 | 17.35 | 0 | 26.68 | 27201108 | 21421166 | 141524.7 | 0 | 0 | 0 | 85814.3 | 0 | 0 | 455318 | 166018 | 0 | 688.3 | 0 | 5385893.5 | 0 | 0 | 0 | 0 | 1879.2 | 20963968 | 0 | 87.5 | 0 | 0 | 474 | 0 | 0 | 356.3 | 295 | 0 | 651.2 | 0 | 1727 | 0 | 7.5 | 0 | 0 | 1 | 0 | 6940.3 | 398 | 0 | 0 | 0 | 0 | 0 | 0 | 0
SD | 2045 | 16802080 | 36525.6 | 0 | 459580.8 | 17298186.2 | 16197735 | -5455604.3 | 18585770 | 29815628 | 0.036 | 0.054 | 0.1575 | 83989.23 | 3516.4 | 0.99 | 0.98 | 8 | 0.6 | 0.09 | 0.5 | 26.5 | 0 | 8.1 | 1.3 | 9.4 | 18.4 | 1.9 | 0.28 | 0.7 | 45.6 | 0.01 | 18.5 | 2.1 | 20.6 | 164.4 | 8.4 | 1.13 | 15.7 | 693.3 | 0.1 | 165 | 36.4 | 201.4 | 253.8 | 20.8 | 2.97 | 16 | 809.9 | 0.13 | 255.2 | 40.2 | 295.4 | 210460.7 | 16.5 | 2.3 | 13537 | 705.1 | 0.1 | 211585.8 | 34576.6 | 246162.4 | 0 | 8.1 | 16.36 | 0 | 24.46 | 8.54 | 17.69 | 0 | 26.22 | 28541184 | 22753790 | 31605.6 | 0 | 0 | 0 | 137654.3 | 0 | 0 | 473045.1 | 230108.2 | 0 | 213.3 | 0 | 5387811.5 | 0 | 0 | 0 | 0 | 1816.6 | 22278928 | 0 | 26.6 | 0 | 0 | 474 | 0 | 0 | 375.7 | 295 | 0 | 651.2 | 0 | 1727 | 0 | 7.5 | 0 | 0 | 1 | 0 | 7439.7 | 106.4 | 0 | 0 | 0 | 0 | 0 | 0 | 0
SD | 2050 | 17748376 | 1851.5 | 0 | 518648 | 18268876.5 | 17109979.5 | -5843833.2 | 21673562 | 33116644 | 0.036 | 0.054 | 0.1575 | 84201.92 | 3727.7 | 0.99 | 0.98 | 3.5 | 0.1 | 0.01 | 0.4 | 18.2 | 0 | 3.5 | 1 | 4.4 | 15.3 | 1.6 | 0.22 | 0.7 | 39.7 | 0.01 | 15.4 | 1.8 | 17.2 | 168.7 | 8.1 | 1.07 | 17.1 | 729.9 | 0.11 | 169.3 | 38.8 | 208.1 | 232.3 | 17 | 2.39 | 16.4 | 809.2 | 0.12 | 233.5 | 40.5 | 274 | 99350 | 1.9 | 0.2 | 11735.9 | 519.5 | 0 | 99457 | 27228.8 | 126685.8 | 0 | 7.97 | 16.53 | 0 | 24.49 | 8.38 | 17.89 | 0 | 26.27 | 29717012 | 24112710 | 1575.8 | 0 | 0 | 0 | 0 | 0 | 0 | 490835.8 | 286476 | 0 | 2269.2 | 0 | 5313979 | 0 | 0 | 0 | 0 | 2021.2 | 23619852 | 0 | 0.8 | 0 | 0 | 0 | 0 | 0 | 410.3 | 295 | 0 | 770.2 | 0 | 1727 | 0 | 7.5 | 0 | 0 | 0.8 | 0 | 7764.3 | 4.5 | 0 | 0 | 0 | 0 | 0 | 0 | 0
TN | 2024 | 111979120 | 17381.6 | 1340661.8 | 774837.1 | 114112004.9 | 107952406.5 | 109360128.6 | 45261704 | 20776046 | 0.0359 | 0.054 | 0.15 | 19533.36 | 23625 | 0.58 | 0.51 | 301.6 | 27.4 | 3.92 | 19.6 | 899.5 | 0.23 | 303.5 | 46.4 | 349.9 | 362.8 | 32.6 | 4.66 | 22.6 | 1086.3 | 0.25 | 365 | 55.1 | 420.1 | 310.4 | 21.7 | 3.05 | 22.5 | 1104.1 | 0.16 | 311.9 | 55.5 | 367.4 | 779.7 | 61 | 8.8 | 52.3 | 2448.5 | 0.48 | 783.9 | 125.4 | 909.3 | 26795068.3 | 2430.5 | 347.7 | 1738929 | 79952.3 | 20.2 | 26962421 | 4127015.2 | 31089436.2 | 0 | 31.87 | 3.96 | 0 | 35.82 | 33.8 | 4.32 | 0 | 38.12 | 89475130 | 4751876.5 | 14935.6 | 70014.3 | 0 | 0 | 19282258 | 0 | 0 | 217514.5 | 18284020 | 0 | 297132.2 | 0 | 9574786 | 36119400 | 1639.7 | 1079070.2 | 0 | 4480323 | 54038.8 | 0 | 20 | 14.2 | 0 | 4844 | 0 | 0 | 149.2 | 2455.1 | 0 | 3752.8 | 0 | 2608.6 | 4522.7 | 43.2 | 1616.3 | 0 | 1985.3 | 0 | 29.1 | 40 | 16163 | 0 | 0 | 0 | 0 | 0 | 0
TN | 2026 | 114336280 | 1631001 | 1937206.6 | 832611.9 | 118737105.2 | 110224813 | 107036156.9 | 51660160 | 21888716 | 0.0359 | 0.054 | 0.15 | 48803.14 | 24139.7 | 0.68 | 0.61 | 194.7 | 15.4 | 2.18 | 16 | 656.1 | 0.17 | 195.8 | 35.6 | 231.4 | 267.5 | 22.2 | 3.15 | 19.2 | 861.7 | 0.2 | 269 | 44.9 | 314 | 294.7 | 14.9 | 2 | 26.5 | 1237.1 | 0.14 | 295.7 | 63.4 | 359.1 | 734.3 | 56.8 | 8.13 | 49.3 | 2375.6 | 0.42 | 738.3 | 120.2 | 858.4 | 17161010.2 | 1355.7 | 191.7 | 1410994.4 | 57853 | 15.4 | 17253739.1 | 3139225.1 | 20392964.2 | 0 | 29.9 | 9.48 | 0 | 39.38 | 31.87 | 10.53 | 0 | 42.39 | 88748790 | 11700948 | 1388677.4 | 69915.7 | 0 | 0 | 10245823 | 0 | 0 | 319540.5 | 17524442 | 0 | 202294 | 0 | 9958484 | 36076744 | 820.3 | 1580642.6 | 0 | 11327660 | 53747.4 | 0 | 991.7 | 14.2 | 0 | 3091 | 0 | 0 | 218.6 | 2455.1 | 0 | 3511.2 | 0 | 2705.6 | 4522.7 | 43.2 | 1616.3 | 0 | 4942.7 | 0 | 29.1 | 4069.6 | 16163 | 0 | 0 | 0 | 0 | 0 | 0
TN | 2028 | 117285260 | 4759536 | 2862498.8 | 1173914 | 126081213.9 | 113067774.2 | 106003004.8 | 68904824 | 34825024 | 0.0359 | 0.054 | 0.15 | 62116.97 | 24800.7 | 0.79 | 0.72 | 84.2 | 2.5 | 0.3 | 12.6 | 419.9 | 0.12 | 84.3 | 25.1 | 109.4 | 155.4 | 9.8 | 1.36 | 15.1 | 600.9 | 0.14 | 156.1 | 33 | 189.1 | 288.3 | 5.9 | 0.61 | 33.7 | 1493.9 | 0.13 | 288.7 | 78.2 | 366.9 | 620.8 | 43.5 | 6.17 | 46.2 | 2157.3 | 0.36 | 623.8 | 110.6 | 734.4 | 7667756.8 | 226.8 | 27.2 | 1144203.7 | 38269.1 | 10.5 | 7681928.4 | 2287502 | 9969430.3 | 0 | 25.64 | 11.13 | 0 | 36.77 | 27.76 | 12.76 | 0 | 40.52 | 91708664 | 20078210 | 4095138.5 | 67782.8 | 0 | 0 | 692775.1 | 0 | 0 | 484074.6 | 18680292 | 0 | 163717.1 | 0 | 10037961 | 35541536 | 449.9 | 2350807 | 0 | 19540676 | 53457.6 | 0 | 2459.3 | 14.2 | 0 | 976 | 0 | 0 | 330 | 2841.2 | 0 | 3325.6 | 0 | 2745.3 | 4522.7 | 43.2 | 1616.3 | 0 | 8456.1 | 0 | 29.1 | 11406.4 | 16163 | 0 | 0 | 0 | 0 | 0 | 0
TN | 2030 | 120746216 | 7821981.5 | 3061816.8 | 1364982.6 | 132994996.8 | 116404312.2 | 107776220.2 | 75824210 | 41324084 | 0.0359 | 0.054 | 0.15 | 70125.99 | 25898.1 | 0.81 | 0.77 | 73.7 | 2 | 0.24 | 11.3 | 373.3 | 0.11 | 73.8 | 22.5 | 96.3 | 125.5 | 7.7 | 1.06 | 12.7 | 493.8 | 0.12 | 126.1 | 27.4 | 153.5 | 349.3 | 13 | 1.64 | 35.5 | 1624.2 | 0.16 | 350.1 | 84 | 434.1 | 571.3 | 40.1 | 5.65 | 42.3 | 2013.6 | 0.32 | 574 | 102.4 | 676.4 | 7183667.4 | 196.1 | 22.9 | 1103542.7 | 36412.1 | 10.3 | 7195769.7 | 2191423.5 | 9387193.2 | 0 | 23.81 | 12.26 | 0 | 36.07 | 26.17 | 14.4 | 0 | 40.57 | 98194270 | 25218776 | 6587038 | 65330 | 0 | 0 | 505603.2 | 0 | 0 | 755710.6 | 18249040 | 0 | 80643 | 0 | 9966723 | 35015864 | 271.4 | 2504984 | 0 | 24409896 | 53169.2 | 0 | 4394.3 | 14.2 | 0 | 976 | 0 | 0 | 513.7 | 2841.2 | 0 | 2572 | 0 | 2748.9 | 4522.7 | 43.2 | 1616.3 | 0 | 10571.3 | 0 | 29.1 | 18834.5 | 16163 | 0 | 0 | 0 | 0 | 0 | 0
TN | 2035 | 129909784 | 12438674 | 2871394.2 | 1505886.3 | 146725745.3 | 125238507.2 | 109663394.4 | 79764456 | 47542280 | 0.0359 | 0.054 | 0.15 | 87621.1 | 28367.3 | 0.83 | 0.81 | 63.6 | 1.2 | 0.12 | 10.2 | 339.3 | 0.09 | 63.7 | 20.3 | 84 | 96.1 | 5.4 | 0.74 | 10.4 | 394.6 | 0.1 | 96.5 | 22.2 | 118.7 | 400.5 | 21.9 | 2.98 | 34.3 | 1638 | 0.19 | 401.9 | 83.2 | 485.1 | 520.2 | 36.2 | 5.1 | 38.7 | 1843.3 | 0.29 | 522.7 | 93.7 | 616.4 | 7208151 | 135.8 | 13.6 | 1156429.2 | 38451.5 | 10.1 | 7215908.7 | 2305043 | 9520951.7 | 0 | 21.03 | 14.95 | 0 | 35.98 | 23.58 | 18.01 | 0 | 41.6 | 114195470 | 37062350 | 10699756 | 62005.6 | 0 | 0 | 0 | 0 | 0 | 1458686.4 | 19452162 | 0 | 433105.8 | 0 | 9786498 | 34437710 | 0 | 2261873.8 | 0 | 35603664 | 0 | 0 | 6517.8 | 14.2 | 0 | 0 | 0 | 0 | 994.7 | 3672.5 | 0 | 4967.5 | 0 | 2752.6 | 4522.7 | 43.2 | 1616.3 | 0 | 15434.8 | 0 | 0 | 30656.5 | 16163 | 0 | 0 | 0 | 0 | 0 | 0
TN | 2040 | 140130020 | 14779514 | 3373322.5 | 1602837.6 | 159885696.2 | 135091357.9 | 117640378.6 | 85913656 | 46811980 | 0.0359 | 0.054 | 0.15 | 86902.48 | 31540.2 | 0.84 | 0.84 | 57.8 | 1.1 | 0.11 | 9.3 | 308.6 | 0.08 | 57.9 | 18.5 | 76.4 | 76.7 | 3.9 | 0.52 | 8.9 | 329.5 | 0.08 | 77 | 18.8 | 95.7 | 402.8 | 27.1 | 3.77 | 30 | 1487.8 | 0.19 | 404.7 | 74.4 | 479.1 | 474.1 | 31.4 | 4.39 | 36.7 | 1740.4 | 0.26 | 476.3 | 88.6 | 564.9 | 6909799.4 | 130.2 | 13 | 1114491.4 | 36874.7 | 9.8 | 6917236 | 2216041.7 | 9133277.7 | 0 | 19.07 | 14.69 | 0 | 33.76 | 21.64 | 17.88 | 0 | 39.52 | 120425070 | 42245316 | 12692311 | 59476.5 | 0 | 0 | 0 | 0 | 0 | 2238674.8 | 18443392 | 0 | 611200.4 | 0 | 9673662 | 33959160 | 9.8 | 2740553.2 | 0 | 40006644 | 0 | 0 | 8329 | 14.2 | 0 | 0 | 0 | 0 | 1542.5 | 3672.5 | 0 | 6518.4 | 0 | 2756.2 | 4522.7 | 43.2 | 1616.3 | 0 | 17671.4 | 0 | 0 | 36262.8 | 16163 | 0 | 0 | 0 | 0 | 0 | 0
TN | 2045 | 149233860 | 21170648 | 4033779.5 | 1544255.5 | 175982531.3 | 143867883.4 | 83633718.1 | 63667064 | 63208212 | 0.0359 | 0.054 | 0.15 | 83612.76 | 33984.6 | 0.89 | 0.87 | 39.4 | 0.7 | 0.07 | 6.3 | 210.3 | 0.06 | 39.4 | 12.6 | 52.1 | 61.6 | 2.7 | 0.35 | 7.6 | 277.9 | 0.07 | 61.8 | 15.9 | 77.6 | 373.2 | 23.7 | 3.28 | 29.5 | 1424 | 0.19 | 374.8 | 72 | 446.8 | 404.4 | 24.9 | 3.45 | 33.2 | 1550.7 | 0.21 | 406.1 | 79.5 | 485.6 | 6849766.6 | 129.1 | 12.9 | 1102102.4 | 36547.7 | 9.7 | 6857138.6 | 2193868.3 | 9051007 | 0 | 16.21 | 13.77 | 0 | 29.99 | 19.12 | 17.34 | 0 | 36.46 | 175189490 | 92348820 | 18013650 | 54941.6 | 0 | 0 | 0 | 0 | 0 | 2925583.2 | 18527496 | 0 | 477167.2 | 0 | 9422797 | 33089244 | 0 | 3255374 | 0 | 89423230 | 0 | 0 | 12110.8 | 14.2 | 0 | 0 | 0 | 0 | 2271.9 | 3672.5 | 0 | 6518.4 | 0 | 2759.9 | 4522.7 | 43.2 | 1616.3 | 0 | 39127.3 | 0 | 0 | 50092.3 | 16163 | 0 | 0 | 0 | 0 | 0 | 0
TN | 2050 | 158016060 | 17160828 | 4267255 | 1758520.4 | 181202667.7 | 152334273.3 | 91174546.4 | 77084470 | 66033720 | 0.0359 | 0.054 | 0.15 | 82411.79 | 36124 | 0.89 | 0.87 | 41.7 | 0.8 | 0.08 | 6.6 | 222.4 | 0.06 | 41.7 | 13.3 | 55 | 55.9 | 2.1 | 0.27 | 7.1 | 262.5 | 0.06 | 56 | 14.9 | 71 | 339.9 | 19.4 | 2.65 | 29.1 | 1366.4 | 0.17 | 341.2 | 69.9 | 411.1 | 400.9 | 22.2 | 3.04 | 34.8 | 1617.8 | 0.2 | 402.3 | 83 | 485.4 | 7025719.8 | 132.4 | 13.2 | 1119627.2 | 37460.3 | 9.7 | 7033281.2 | 2238589.5 | 9271870.6 | 0 | 16.74 | 14.08 | 0 | 30.81 | 19.43 | 17.22 | 0 | 36.65 | 169760530 | 90028120 | 14598851 | 40354.6 | 0 | 0 | 0 | 0 | 0 | 4053094.5 | 18925872 | 0 | 476735.6 | 0 | 9362656 | 32878186 | 0 | 3449757.5 | 0 | 85885624 | 89401.5 | 0 | 10241.4 | 12.4 | 0 | 0 | 0 | 0 | 3266.4 | 3672.5 | 0 | 8666.1 | 0 | 2759.9 | 4522.7 | 23.4 | 1616.3 | 0 | 39128.4 | 0 | 28.4 | 39651.5 | 16163 | 0 | 0 | 0 | 0 | 0 | 0
TX | 2024 | 446567740 | 1915119.4 | 10814.8 | 6714674.6 | 455208328.5 | 430514888.6 | 218319036.3 | 285643400 | 296760700 | 0.0359 | 0.0539 | 0.1409 | 34009.61 | 103124.9 | 0.6 | 0.58 | 224.1 | 13.1 | 1.81 | 19.6 | 871.5 | 0.14 | 225 | 45.6 | 270.5 | 241.5 | 14.3 | 1.99 | 20.9 | 933.5 | 0.15 | 242.5 | 48.7 | 291.2 | 254 | 10.9 | 1.46 | 25.1 | 1096.6 | 0.14 | 254.7 | 57.8 | 312.5 | 561.4 | 38.5 | 5.49 | 43.1 | 1941.6 | 0.35 | 564.1 | 101 | 665.1 | 103749464.8 | 6048.6 | 838.9 | 9064173.4 | 403663.2 | 62.8 | 104158721.1 | 21110479.5 | 125269200.6 | 0 | 23.32 | 6.73 | 0 | 30.05 | 24.87 | 7.35 | 0 | 32.21 | 466374980 | 236889300 | 1625282.4 | 1679040.8 | 0 | 0 | 41181850 | 0 | 0 | 3028754.5 | 138713680 | 0 | 3732317.2 | 0 | 855853.3 | 37684412 | 4004416.5 | 8788.9 | 0 | 87765100 | 146095440 | 0 | 1580.1 | 260.5 | 0 | 17851.6 | 0 | 0 | 2052.1 | 39370.4 | 0 | 9289.9 | 0 | 728.8 | 4980 | 12100.9 | 5 | 0 | 38752.2 | 0 | 42838.8 | 3160.2 | 50 | 0 | 0 | 0.04 | 0 | 0 | 0
TX | 2026 | 456171680 | 5290212.5 | 12035.4 | 6307154.7 | 467781093 | 439773638.8 | 179328600.8 | 267911890 | 283002100 | 0.0359 | 0.0539 | 0.1409 | 44579.93 | 105378.3 | 0.69 | 0.68 | 160.7 | 8.3 | 1.12 | 15.1 | 666.5 | 0.1 | 161.2 | 35 | 196.2 | 174.2 | 9.1 | 1.24 | 16.2 | 717.6 | 0.1 | 174.9 | 37.6 | 212.5 | 166.8 | 4.9 | 0.6 | 18.4 | 802.3 | 0.09 | 167.1 | 42.3 | 209.4 | 482.9 | 30.6 | 4.31 | 39.1 | 1765.5 | 0.29 | 485 | 91.8 | 576.8 | 76989938.6 | 3958.9 | 537.3 | 7250045.8 | 319585.3 | 45.8 | 77254585.3 | 16786195.2 | 94040780.5 | 0 | 19.85 | 8.87 | 0 | 28.72 | 21.29 | 9.73 | 0 | 31.02 | 482963650 | 288452480 | 4497919.5 | 1583102 | 0 | 0 | 25414860 | 0 | 0 | 5454300.5 | 121664130 | 0 | 2554423.5 | 0 | 808321.6 | 36206856 | 1771972.8 | 9618.2 | 0 | 92487040 | 190511150 | 0 | 3569.9 | 260.5 | 0 | 17851.6 | 0 | 0 | 3653.4 | 41228.7 | 0 | 9289.9 | 0 | 728.8 | 4980 | 9655 | 5 | 0 | 41027.9 | 0 | 54119.1 | 10685.9 | 50 | 0 | 0 | 0.04 | 0 | 0 | 0
TX | 2028 | 467496960 | 11522673 | 10034.2 | 6463696.5 | 485493372.1 | 450691862.8 | 114538620.3 | 274565100 | 307732500 | 0.0359 | 0.0539 | 0.1409 | 45142.17 | 108526.1 | 0.8 | 0.8 | 91.5 | 3.8 | 0.49 | 9.7 | 410.8 | 0.06 | 91.8 | 22 | 113.8 | 100.9 | 4.3 | 0.57 | 10.5 | 446.5 | 0.06 | 101.2 | 23.8 | 125 | 78.1 | 2.4 | 0.29 | 8.5 | 375.8 | 0.04 | 78.3 | 19.7 | 98 | 372.4 | 21.4 | 3 | 32.2 | 1428 | 0.23 | 373.9 | 74.8 | 448.7 | 47098331.9 | 1928.1 | 252.4 | 5004877.4 | 211498.5 | 30.2 | 47224687.1 | 11315771.4 | 58540458.5 | 0 | 15.19 | 8.66 | 0 | 23.85 | 16.43 | 9.6 | 0 | 26.03 | 518886500 | 370954750 | 9736345 | 1464314.9 | 0 | 0 | 10755116 | 0 | 0 | 9108730 | 88537330 | 0 | 1396044.2 | 0 | 741133.4 | 34244904 | 1048599.6 | 7976.3 | 0 | 108913460 | 252932560 | 0 | 7400.6 | 260.5 | 0 | 16196.6 | 0 | 0 | 6118.5 | 40909.7 | 0 | 9289.9 | 0 | 728.8 | 4980 | 9163 | 5 | 0 | 50784.9 | 0 | 73875.5 | 26095.5 | 50 | 0 | 0 | 0.04 | 0 | 0 | 0
TX | 2030 | 480483650 | 16227485 | 8720.6 | 6954134.5 | 503673985.3 | 463211801.1 | 78364987.6 | 290050900 | 337058000 | 0.0359 | 0.0539 | 0.1409 | 56624.33 | 112072.4 | 0.86 | 0.85 | 65 | 2.8 | 0.38 | 6.9 | 286.8 | 0.04 | 65.2 | 15.4 | 80.6 | 72.7 | 3.4 | 0.45 | 7.5 | 315.1 | 0.05 | 73 | 16.9 | 89.9 | 52.4 | 2.2 | 0.3 | 5.1 | 231.3 | 0.03 | 52.6 | 12 | 64.6 | 325.4 | 19.6 | 2.74 | 27.3 | 1231.5 | 0.19 | 326.8 | 64.1 | 390.8 | 35440284.2 | 1543.8 | 204 | 3752591.8 | 156583.9 | 24.2 | 35541988 | 8425392.4 | 43967380.4 | 0 | 13.52 | 10.57 | 0 | 24.09 | 14.7 | 11.81 | 0 | 26.51 | 551012700 | 425309000 | 13769162 | 1336461.4 | 0 | 0 | 9209138 | 0 | 0 | 13978798 | 65773784 | 0 | 920870.7 | 0 | 703638.6 | 33279494 | 704045.2 | 7079.1 | 0 | 124301670 | 287028540 | 0 | 10049.7 | 260.5 | 0 | 14507.6 | 0 | 0 | 9606.3 | 40757.7 | 0 | 9184.9 | 0 | 728.8 | 4980 | 9008 | 5 | 0 | 59376.7 | 0 | 86589.7 | 36241.4 | 50 | 0 | 0 | 0.04 | 0 | 0 | 0
TX | 2035 | 514958940 | 33560824 | 7011.1 | 7340019.5 | 555866791.2 | 496448114.4 | 72215464.5 | 303674000 | 352063000 | 0.0359 | 0.0539 | 0.1409 | 81620.45 | 121670.2 | 0.9 | 0.9 | 45.2 | 2.1 | 0.28 | 4.8 | 196.8 | 0.03 | 45.3 | 10.7 | 56 | 52 | 2.5 | 0.33 | 5.4 | 223.4 | 0.04 | 52.2 | 12.1 | 64.3 | 75.1 | 3.8 | 0.51 | 6.8 | 315 | 0.04 | 75.4 | 16.1 | 91.5 | 286.2 | 17.6 | 2.46 | 23.7 | 1074.7 | 0.17 | 287.4 | 55.7 | 343.1 | 26969942.6 | 1232.1 | 164 | 2873134.3 | 117638.3 | 19.9 | 27051418.3 | 6384179.1 | 33435597.4 | 0 | 11.49 | 14.4 | 0 | 25.89 | 12.76 | 16.54 | 0 | 29.29 | 604576000 | 483651330 | 28380956 | 1225904.8 | 0 | 0 | 7644959 | 0 | 0 | 19942800 | 49042616 | 0 | 784959.6 | 0 | 654224.4 | 32694092 | 491406.9 | 5521.4 | 0 | 152623120 | 311085400 | 0 | 17472.2 | 260.5 | 0 | 14507.6 | 0 | 0 | 14229.4 | 39774.7 | 0 | 9496.9 | 0 | 728.8 | 4980 | 7863 | 5 | 0 | 79331.3 | 0 | 95675.6 | 81109.8 | 50 | 0 | 0 | 0.04 | 0 | 0 | 0
TX | 2040 | 555669570 | 43743930 | 7414.8 | 7807978.7 | 607228872.8 | 535695589.8 | 79413740.2 | 324335100 | 370220320 | 0.0359 | 0.0539 | 0.1409 | 85163.8 | 132809.3 | 0.92 | 0.91 | 38.9 | 1.8 | 0.23 | 4.2 | 170.8 | 0.03 | 39 | 9.3 | 48.3 | 45.8 | 2.1 | 0.28 | 4.9 | 199.2 | 0.03 | 46 | 10.8 | 56.8 | 93.1 | 4.9 | 0.66 | 8.9 | 389 | 0.06 | 93.4 | 20.5 | 113.9 | 264.5 | 14.9 | 2.06 | 23.2 | 1041.3 | 0.15 | 265.5 | 54.2 | 319.7 | 25107925.2 | 1127.7 | 149.4 | 2708319.6 | 110366.6 | 18.8 | 25182325.6 | 6002372.7 | 31184698.4 | 0 | 10.98 | 14.94 | 0 | 25.93 | 12.34 | 17.36 | 0 | 29.7 | 653528260 | 527815100 | 37100460 | 1112393.9 | 0 | 0 | 6937382.5 | 0 | 0 | 20634032 | 46036788 | 0 | 872134.2 | 0 | 639838.3 | 32631706 | 376564.3 | 5864.6 | 0 | 159138780 | 348042300 | 0 | 22582 | 260.5 | 0 | 12422.6 | 0 | 0 | 15089.6 | 39032.7 | 0 | 10494.7 | 0 | 728.8 | 4980 | 6499.3 | 5 | 0 | 86301.9 | 0 | 108101.8 | 101013.5 | 50 | 0 | 0 | 0.04 | 0 | 0 | 0
TX | 2045 | 592782660 | 54588096 | 7338.6 | 7917402.5 | 655295470.6 | 571474680.1 | 80309663.7 | 332693800 | 373857920 | 0.0359 | 0.0539 | 0.1409 | 85488.83 | 142441.2 | 0.92 | 0.91 | 38 | 1.5 | 0.2 | 4 | 173.3 | 0.02 | 38.1 | 9.2 | 47.3 | 44.8 | 1.8 | 0.24 | 4.7 | 202.8 | 0.03 | 44.9 | 10.7 | 55.6 | 83.3 | 4.2 | 0.56 | 8.9 | 355.9 | 0.07 | 83.6 | 19.5 | 103.1 | 232.5 | 11.3 | 1.52 | 21.9 | 977.1 | 0.13 | 233.3 | 51.1 | 284.3 | 26094768 | 1043.3 | 134.6 | 2756704.1 | 119104.9 | 15.2 | 26162608.3 | 6310180.6 | 32472789 | 0 | 9.86 | 14.57 | 0 | 24.43 | 11.23 | 17.1 | 0 | 28.33 | 696932400 | 574985800 | 46354810 | 1038006.1 | 0 | 0 | 6006679.5 | 0 | 0 | 21690310 | 50182108 | 0 | 2039143.8 | 0 | 614324.8 | 15603870 | 101717.4 | 5947.3 | 0 | 185508510 | 367786980 | 0 | 27484.8 | 260.5 | 0 | 9908.6 | 0 | 0 | 16457.8 | 37770.6 | 0 | 20718.5 | 0 | 728.8 | 2400 | 3896.5 | 5 | 0 | 103481.8 | 0 | 113954.7 | 125135.6 | 50 | 0 | 0 | 0.03 | 0 | 0 | 0
TX | 2050 | 628118140 | 53343944 | 6501.4 | 7943484.4 | 689412053.9 | 605539849.8 | 46665484.9 | 328706530 | 385884000 | 0.0359 | 0.0539 | 0.1408 | 85291.47 | 151031.9 | 0.92 | 0.91 | 36.2 | 1.5 | 0.2 | 3.5 | 162.2 | 0.02 | 36.3 | 8.4 | 44.6 | 42.2 | 1.8 | 0.24 | 4.1 | 187.9 | 0.02 | 42.3 | 9.7 | 52 | 63.9 | 2.9 | 0.39 | 8.1 | 284.5 | 0.08 | 64.1 | 16.6 | 80.7 | 215.1 | 9.8 | 1.3 | 20.5 | 935.1 | 0.11 | 215.8 | 48.4 | 264.2 | 26631459.2 | 1118.8 | 145.5 | 2617725.3 | 119694.5 | 12.2 | 26704521.3 | 6187944.8 | 32892466.1 | 0 | 8.92 | 13.78 | 0 | 22.71 | 10.12 | 16.03 | 0 | 26.15 | 747193860 | 642746560 | 45144290 | 938394.6 | 0 | 0 | 6688204 | 0 | 0 | 23645244 | 48018624 | 0 | 3062304 | 0 | 565169.4 | 0 | 25100.2 | 5226.6 | 0 | 182342290 | 436759040 | 0 | 26425.1 | 260.5 | 0 | 9908.6 | 0 | 0 | 18857.5 | 37322.3 | 0 | 27789.2 | 0 | 728.8 | 0 | 1528.5 | 5 | 0 | 108302.3 | 0 | 155640.6 | 110532.1 | 50 | 0 | 0 | 0.03 | 0 | 0 | 0
UT | 2024 | 34426984 | 0 | 0 | 611062.6 | 35038048.4 | 33189040.2 | 28816488.4 | 18161794 | 16343501 | 0.036 | 0.054 | 0.1435 | 55282.24 | 6472.4 | 0.23 | 0.34 | 622.1 | 61.7 | 8.88 | 28.3 | 1671.9 | 0.3 | 626.4 | 78.2 | 704.6 | 574 | 57.9 | 8.35 | 25.2 | 1510.8 | 0.28 | 578 | 70.3 | 648.3 | 296.7 | 8.7 | 1.04 | 32.3 | 1453.4 | 0.13 | 297.3 | 75.6 | 372.9 | 727.9 | 59.8 | 8.51 | 44.9 | 2321 | 0.37 | 732 | 114.2 | 846.2 | 20525646.5 | 2035.2 | 293.1 | 932025.5 | 55148.4 | 10 | 20666316.7 | 2578174.6 | 23244491.4 | 0 | 28.47 | 9.52 | 0 | 38 | 30.11 | 10.26 | 0 | 40.37 | 33214444 | 6221560 | 0 | 54711.5 | 0 | 0 | 16646088 | 0 | 0 | 767344 | 8819912 | 0 | 13951.9 | 603193.4 | 853725.5 | 0 | 1301.7 | 0 | 0 | 4705212 | 749004 | 0 | 0 | 10.6 | 0 | 2781 | 0 | 0 | 482.1 | 1838.4 | 0 | 533.1 | 81 | 270.2 | 0 | 275.1 | 0 | 0 | 1812.7 | 0 | 389.7 | 0 | 0 | 0 | 0 | 0 | 0 | 0 | 0
UT | 2026 | 35310600 | 876570.6 | 0 | 750137.5 | 36937308.4 | 34040880.7 | 27481623.2 | 21734732 | 19865612 | 0.036 | 0.054 | 0.1435 | 65906.8 | 6641.3 | 0.33 | 0.44 | 544.8 | 54.3 | 7.83 | 24.5 | 1454.8 | 0.27 | 548.6 | 67.9 | 616.5 | 490.6 | 49.6 | 7.15 | 21.5 | 1288 | 0.24 | 494.1 | 59.9 | 554 | 217.8 | 7.8 | 0.98 | 22.4 | 1022 | 0.1 | 218.3 | 52.9 | 271.2 | 647.7 | 50.1 | 7.09 | 42.9 | 2167.6 | 0.33 | 651.2 | 107.6 | 758.7 | 18967878.7 | 1891.3 | 272.5 | 851808.9 | 50630.8 | 9.2 | 19098629.4 | 2363128.3 | 21461757.7 | 0 | 26.37 | 11 | 0 | 37.37 | 28.14 | 12.13 | 0 | 40.26 | 35068204 | 9455685 | 750455 | 52204.2 | 0 | 0 | 15496477 | 0 | 0 | 891356.5 | 7856121 | 0 | 6218.9 | 603193.4 | 846913.7 | 0 | 935.3 | 0 | 0 | 7819364 | 744964.8 | 0 | 585.6 | 10.6 | 0 | 2781 | 0 | 0 | 563.8 | 1838.4 | 0 | 533.1 | 81 | 270.2 | 0 | 275.1 | 0 | 0 | 2928.3 | 0 | 389.7 | 2342.4 | 0 | 0 | 0 | 0 | 0 | 0 | 0
UT | 2028 | 36350576 | 978603.2 | 0 | 1058476 | 38387653.3 | 35043462.2 | 28550103.9 | 32970938 | 25798132 | 0.036 | 0.054 | 0.1435 | 60798.37 | 6885.8 | 0.42 | 0.62 | 487.7 | 49.3 | 7.1 | 21.3 | 1281.4 | 0.24 | 491.1 | 59.6 | 550.6 | 334 | 34.1 | 4.92 | 14.4 | 867.4 | 0.16 | 336.4 | 40.3 | 376.7 | 153.5 | 6.7 | 0.88 | 14.7 | 682.3 | 0.07 | 153.9 | 35.1 | 189 | 579.5 | 45.5 | 6.44 | 38 | 1918.3 | 0.3 | 582.6 | 95.2 | 677.9 | 15080471.1 | 1523.8 | 219.8 | 659145.5 | 39617.9 | 7.4 | 15185873.4 | 1841766.4 | 17027639.8 | 0 | 22.27 | 10.11 | 0 | 32.39 | 23.84 | 11.16 | 0 | 34.99 | 31200794 | 9837549 | 837489.9 | 47611.2 | 0 | 0 | 12543960 | 0 | 0 | 1047066.9 | 5703737.5 | 0 | 2482.9 | 1400229.1 | 827371.4 | 0 | 361.9 | 0 | 0 | 8049535 | 740947.2 | 0 | 658.1 | 10.6 | 0 | 2781 | 0 | 0 | 665.9 | 1838.4 | 0 | 533.1 | 188 | 270.2 | 0 | 275.1 | 0 | 0 | 3045.1 | 0 | 389.7 | 2632.2 | 0 | 0 | 0 | 0 | 0 | 0 | 0
UT | 2030 | 37547276 | 1516275.5 | 0 | 1248872 | 40312424.1 | 36197140.8 | 28972505 | 39903410 | 30938964 | 0.036 | 0.054 | 0.1435 | 64191.47 | 7179.5 | 0.47 | 0.7 | 446.5 | 45.9 | 6.63 | 18.8 | 1148.2 | 0.22 | 449.7 | 53.1 | 502.8 | 266.2 | 27.6 | 3.99 | 11 | 675.7 | 0.13 | 268.1 | 31.2 | 299.3 | 126.7 | 4.3 | 0.54 | 13.3 | 601.5 | 0.06 | 127 | 31.2 | 158.3 | 492.4 | 38.8 | 5.49 | 32.6 | 1632 | 0.26 | 495 | 81.3 | 576.3 | 13855232.3 | 1424.5 | 205.7 | 583317.4 | 35623.5 | 6.8 | 13953834.3 | 1646747.1 | 15600581.4 | 0 | 20.42 | 10.56 | 0 | 30.97 | 22.07 | 11.82 | 0 | 33.89 | 31318628 | 11339919 | 1270251.6 | 42137.3 | 0 | 0 | 11774347 | 0 | 0 | 1269273.2 | 4675250.5 | 0 | 3141.1 | 1400229.1 | 813217.3 | 0 | 132.2 | 0 | 0 | 9333694 | 736951.9 | 0 | 977.8 | 10.6 | 0 | 2781 | 0 | 0 | 809.8 | 1838.4 | 0 | 533.1 | 188 | 270.2 | 0 | 37.6 | 0 | 0 | 3516 | 0 | 389.7 | 3911.2 | 0 | 0 | 0 | 0 | 0 | 0 | 0
UT | 2035 | 40980500 | 3744099.5 | 685662.7 | 1358874.3 | 46769137.7 | 39506943.3 | 26991337.1 | 43131932 | 34464788 | 0.0359 | 0.054 | 0.1435 | 88446.29 | 8020.9 | 0.68 | 0.8 | 285 | 30 | 4.33 | 11.4 | 712.2 | 0.14 | 287.1 | 32.7 | 319.8 | 188.7 | 20.1 | 2.92 | 7.3 | 461.8 | 0.09 | 190.1 | 21.1 | 211.2 | 159.3 | 4.8 | 0.58 | 17.3 | 776.4 | 0.07 | 159.6 | 40.4 | 200 | 411.7 | 31.8 | 4.49 | 27.7 | 1388 | 0.21 | 413.8 | 69.1 | 483 | 10737337.3 | 1129.1 | 163.3 | 429395 | 26812.6 | 5.3 | 10815556 | 1229845.9 | 12045401.9 | 0 | 16.76 | 13.78 | 0 | 30.54 | 18.73 | 16.47 | 0 | 35.2 | 38055980 | 19777800 | 3181154.2 | 36005.4 | 0 | 0 | 9362836 | 0 | 0 | 1514368.9 | 2945462 | 0 | 2764.9 | 1400048.6 | 790112 | 0 | 154.9 | 559641.8 | 0 | 17536596 | 726836.8 | 0 | 1910.1 | 10.6 | 0 | 2323 | 0 | 0 | 986.5 | 1838.4 | 0 | 533.1 | 188 | 270.2 | 0 | 37.6 | 316.4 | 0 | 6349.1 | 0 | 389.7 | 9443.1 | 3164.4 | 0 | 0 | 0 | 0 | 0 | 0
UT | 2040 | 45299668 | 3924055.2 | 1824464.2 | 1382481.9 | 52430669 | 43670832 | 29702442 | 45459044 | 33629840 | 0.0359 | 0.054 | 0.1435 | 86967.37 | 8962.5 | 0.73 | 0.84 | 236.1 | 24.9 | 3.61 | 9.3 | 586 | 0.12 | 237.9 | 26.8 | 264.7 | 148.5 | 15.9 | 2.3 | 5.7 | 362.8 | 0.07 | 149.6 | 16.6 | 166.1 | 193.9 | 6.7 | 0.83 | 20.3 | 918.9 | 0.09 | 194.3 | 47.7 | 242 | 391 | 31 | 4.4 | 25.3 | 1289.8 | 0.2 | 393.2 | 63.8 | 457 | 9465378.6 | 1000.6 | 144.7 | 373740.7 | 23469 | 4.6 | 9534711.9 | 1074383.8 | 10609095.7 | 0 | 14.43 | 13.41 | 0 | 27.84 | 16.29 | 16.35 | 0 | 32.64 | 40544456 | 22728226 | 3353675.5 | 32101.2 | 0 | 0 | 8319971 | 0 | 0 | 1504774.6 | 2525806.5 | 0 | 1952 | 1397188.6 | 724579.1 | 0 | 104.1 | 1460848.6 | 0 | 20835488 | 387965.2 | 0 | 2141.8 | 10.6 | 0 | 2323 | 0 | 0 | 1020.2 | 1838.4 | 0 | 533.1 | 188 | 270.2 | 0 | 23.6 | 906.6 | 0 | 7630.5 | 0 | 165.8 | 9988.4 | 9066 | 0 | 0 | 0 | 0 | 0 | 0
UT | 2045 | 49615820 | 4903163.5 | 2056336.4 | 1396991.1 | 57972311.8 | 47831791.3 | 32686985.3 | 48363610 | 31941316 | 0.0359 | 0.054 | 0.1435 | 91872.38 | 9845.6 | 0.79 | 0.89 | 184.2 | 19.6 | 2.84 | 7.2 | 453.1 | 0.09 | 185.6 | 20.7 | 206.3 | 106.7 | 11.5 | 1.66 | 4.1 | 259.1 | 0.05 | 107.5 | 11.8 | 119.3 | 190.7 | 7.2 | 0.91 | 19.4 | 884.5 | 0.09 | 191.2 | 45.8 | 237 | 307.5 | 23.3 | 3.29 | 21.1 | 1048 | 0.16 | 309.1 | 52.4 | 361.5 | 7537241.6 | 802.6 | 116.2 | 292390 | 18504 | 3.7 | 7592870.5 | 844818.7 | 8437689.2 | 0 | 11.91 | 14.11 | 0 | 26.02 | 13.66 | 17.3 | 0 | 30.96 | 41460410 | 25285326 | 4169132 | 27056.5 | 0 | 0 | 6680133.5 | 0 | 0 | 1511705.5 | 1851507.6 | 0 | 9767.8 | 1106684.2 | 675898 | 0 | 54 | 1654849 | 0 | 23643074 | 130546.4 | 0 | 2671 | 10.6 | 0 | 2230.1 | 0 | 0 | 1054.3 | 1838.4 | 0 | 1234.3 | 149 | 270.2 | 0 | 23.6 | 906.6 | 0 | 8767.5 | 0 | 63.8 | 12104.9 | 9066 | 0 | 0 | 0 | 0 | 0 | 0
UT | 2050 | 53946920 | 4092895.5 | 2093465 | 1415754.5 | 61549035.4 | 52007126.3 | 36751751.4 | 51124828 | 29478192 | 0.0359 | 0.054 | 0.1435 | 91605.4 | 10669.1 | 0.8 | 0.9 | 170.2 | 17.3 | 2.5 | 7.3 | 443.2 | 0.08 | 171.4 | 20.6 | 192 | 93.5 | 9.6 | 1.39 | 4 | 240.6 | 0.05 | 94.2 | 11.1 | 105.3 | 200.5 | 8.1 | 1.05 | 19.9 | 911.1 | 0.09 | 201 | 47.1 | 248.1 | 309.4 | 21.9 | 3.07 | 22.5 | 1109.1 | 0.16 | 310.9 | 55.6 | 366.5 | 6682623.2 | 681.2 | 98.3 | 286861.6 | 17366.5 | 3.3 | 6729761.9 | 805275.2 | 7535037.1 | 0 | 13.04 | 14.35 | 0 | 27.38 | 14.8 | 17.22 | 0 | 32.01 | 39779380 | 24797284 | 3481544.8 | 27513.1 | 0 | 0 | 5559333 | 0 | 0 | 1541421.1 | 2441466.8 | 0 | 24583.2 | 1106746.2 | 698050 | 0 | 24.3 | 1642835.9 | 0 | 22883724 | 372138.6 | 0 | 2422.8 | 10.6 | 0 | 1780.1 | 0 | 0 | 1105.4 | 1838.4 | 0 | 2116.5 | 149 | 270.2 | 0 | 11.4 | 906.6 | 0 | 8385.1 | 0 | 105.2 | 9962.7 | 9066 | 0 | 0 | 0 | 0 | 0 | 0
VA | 2024 | 122335950 | 224204.9 | 3129796 | 972630.5 | 126662571.9 | 117937224.2 | 102855736 | 50391864 | 33529628 | 0.0359 | 0.054 | 0.146 | 12281.88 | 26605.3 | 0.54 | 0.47 | 180.8 | 4.5 | 0.5 | 23.5 | 918.5 | 0.14 | 181.1 | 50.9 | 232 | 269 | 14.5 | 1.96 | 26.3 | 1114.3 | 0.18 | 270 | 59.6 | 329.6 | 335.1 | 25.2 | 3.57 | 22.6 | 1141.3 | 0.17 | 336.8 | 56.6 | 393.5 | 744.4 | 55.7 | 8 | 52 | 2433.5 | 0.45 | 748.3 | 124.6 | 872.9 | 19701887.2 | 485.3 | 54.8 | 2561964.5 | 100076.4 | 14.9 | 19731314 | 5548298.8 | 25279612.7 | 0 | 32.63 | 2.48 | 0 | 35.11 | 34.73 | 2.75 | 0 | 37.48 | 109694380 | 23806836 | 190573.8 | 2300603 | 0 | 0 | 1111602.6 | 0 | 0 | 700848.6 | 49658490 | 0 | 140183.4 | 0 | 1430506.8 | 28495450 | 25916.3 | 2534222.8 | 0 | 16438221 | 326204.9 | 6341561.5 | 248.3 | 426.7 | 0 | 877 | 0 | 0 | 486.4 | 8973.1 | 0 | 4192.3 | 0 | 865.1 | 3568 | 1224.9 | 3241 | 0 | 8004.8 | 2500 | 104.9 | 496.7 | 32410 | 0 | 0 | 0 | 0 | 0.2 | 0
VA | 2026 | 124802800 | 394958 | 4449214 | 972072.6 | 130619047.9 | 120315395.7 | 106244522.5 | 52958410 | 32005590 | 0.0359 | 0.054 | 0.146 | 45249.76 | 27271.2 | 0.55 | 0.51 | 174.1 | 4.2 | 0.48 | 22.8 | 885.7 | 0.13 | 174.3 | 49.2 | 223.5 | 241.5 | 12.1 | 1.61 | 24.9 | 1031.5 | 0.17 | 242.3 | 55.7 | 297.9 | 252 | 14.6 | 2 | 20.9 | 999.2 | 0.12 | 253 | 50.7 | 303.8 | 706.2 | 52.3 | 7.46 | 49.4 | 2362.8 | 0.4 | 709.8 | 119.9 | 829.7 | 18927752.3 | 461 | 51.8 | 2477442.9 | 96334.2 | 14.5 | 18955642 | 5352162.7 | 24307804.7 | 0 | 30.58 | 9.05 | 0 | 39.63 | 32.67 | 10.15 | 0 | 42.82 | 109566310 | 24374526 | 333468.1 | 2236164.8 | 0 | 0 | 1023464.8 | 0 | 0 | 1383402.2 | 47913760 | 0 | 132052.9 | 0 | 1433028.6 | 28460608 | 26130.1 | 3633100.5 | 0 | 16218478 | 324445.8 | 6448198 | 437.4 | 426.7 | 0 | 877 | 0 | 0 | 960.9 | 8973.1 | 0 | 4192.3 | 0 | 865.1 | 3568 | 1224.9 | 3241 | 0 | 8005.6 | 2500 | 104.9 | 874.8 | 32410 | 0 | 0 | 0 | 0 | 0.27 | 0
VA | 2028 | 127891750 | 1126766.9 | 5801711 | 1350721.9 | 136170948.9 | 123293296.9 | 108650553.6 | 72309690 | 45387404 | 0.0359 | 0.054 | 0.146 | 58630.96 | 28176.2 | 0.58 | 0.56 | 159.6 | 3.7 | 0.4 | 20.8 | 819.6 | 0.12 | 159.8 | 45.3 | 205.1 | 201.6 | 8.5 | 1.1 | 22.4 | 912.4 | 0.15 | 202.2 | 49.6 | 251.8 | 189.4 | 4.9 | 0.56 | 21.2 | 947.6 | 0.08 | 189.7 | 49.5 | 239.2 | 632.9 | 43.1 | 6.1 | 47.9 | 2239.7 | 0.36 | 635.9 | 114.7 | 750.6 | 17289567.9 | 396.6 | 43.6 | 2256127.3 | 88758.3 | 13.5 | 17313283.3 | 4904803 | 22218086.3 | 0 | 27.01 | 11.55 | 0 | 38.55 | 29.09 | 13.16 | 0 | 42.25 | 109119530 | 27520396 | 964030.7 | 760760.6 | 0 | 0 | 682295.3 | 0 | 0 | 2467751.8 | 44586550 | 0 | 117928.1 | 0 | 1465995.5 | 28265750 | 25716.7 | 4730109.5 | 0 | 17623512 | 854621 | 6574510 | 920.3 | 229.4 | 0 | 877 | 0 | 0 | 1716.7 | 8973.1 | 0 | 4192.3 | 0 | 889.1 | 3568 | 1224.9 | 3241 | 0 | 8735.3 | 2500 | 259.7 | 2449.5 | 32410 | 0 | 0 | 0 | 0 | 0.33 | 0
VA | 2030 | 131495640 | 2392655 | 6193195.5 | 1475554.1 | 141557041.8 | 126767638.8 | 110046555.1 | 78995224 | 48098896 | 0.0359 | 0.054 | 0.146 | 67846.71 | 29287.3 | 0.62 | 0.6 | 143.3 | 3.2 | 0.35 | 18.9 | 738.3 | 0.12 | 143.4 | 41 | 184.4 | 180.9 | 7.5 | 0.97 | 20.4 | 822.7 | 0.14 | 181.4 | 44.9 | 226.3 | 194.1 | 6.8 | 0.86 | 20.1 | 913.9 | 0.09 | 194.6 | 47.4 | 241.9 | 589.9 | 39.8 | 5.59 | 44.7 | 2133 | 0.32 | 592.6 | 108.3 | 700.9 | 15709758.7 | 353.1 | 38.5 | 2077838.4 | 80950.2 | 12.7 | 15730783.3 | 4493621.8 | 20224405.1 | 0 | 25.7 | 13.28 | 0 | 38.98 | 27.87 | 15.29 | 0 | 43.16 | 110521620 | 31510486 | 2024452.4 | 739733.2 | 0 | 0 | 552045.4 | 0 | 0 | 4040584.5 | 41102320 | 0 | 78261.4 | 0 | 1461819.5 | 27973236 | 14836.1 | 5064430 | 0 | 20043006 | 850012.4 | 6576883.5 | 1690.2 | 229.4 | 0 | 877 | 0 | 0 | 2817.4 | 8973.1 | 0 | 4192.3 | 0 | 889.1 | 3568 | 923.9 | 3241 | 0 | 9897.1 | 2500 | 259.7 | 5529.1 | 32410 | 0 | 0 | 0 | 0 | 0.39 | 0
VA | 2035 | 141027490 | 6833001 | 6106720 | 2025675.8 | 155992885.7 | 135956875.2 | 106987660.4 | 99023944 | 69869260 | 0.0359 | 0.054 | 0.146 | 87932.5 | 32350.3 | 0.71 | 0.66 | 109 | 2.2 | 0.23 | 14.9 | 569.3 | 0.09 | 109.2 | 31.8 | 141 | 146.3 | 5.3 | 0.67 | 17.3 | 689.6 | 0.12 | 146.6 | 37.9 | 184.5 | 184.6 | 9.1 | 1.21 | 16.8 | 787.7 | 0.09 | 185.2 | 40.3 | 225.5 | 537.7 | 34.1 | 4.77 | 43 | 2004.9 | 0.29 | 540 | 102.8 | 642.8 | 13694696.9 | 281.9 | 29.5 | 1866168.8 | 71493.2 | 11.7 | 13711150.7 | 3999865 | 17711015.6 | 0 | 23.22 | 17.02 | 0 | 40.24 | 25.52 | 20.11 | 0 | 45.63 | 126709550 | 49005224 | 5850821.5 | 701840.4 | 0 | 0 | 230968.4 | 0 | 0 | 6133289.5 | 36682216 | 0 | 58286.3 | 0 | 1491730.5 | 27720324 | 1611 | 4966533 | 0 | 28450876 | 838599 | 13582461 | 3660.8 | 229.4 | 0 | 877 | 0 | 0 | 4347.2 | 8973.1 | 0 | 4192.3 | 0 | 919.1 | 3568 | 463.9 | 3241 | 0 | 13820.1 | 5200 | 259.7 | 16125 | 32410 | 0 | 0 | 0 | 0 | 0.56 | 0
VA | 2040 | 151797390 | 8238353.5 | 6556235 | 2384614.1 | 168976596.6 | 146339640.2 | 118808660.6 | 119509700 | 75852870 | 0.0359 | 0.054 | 0.146 | 91348.29 | 35652.9 | 0.74 | 0.75 | 98.3 | 1.9 | 0.19 | 13.7 | 517.8 | 0.09 | 98.4 | 29.2 | 127.6 | 107.3 | 3.4 | 0.41 | 13.2 | 522.2 | 0.09 | 107.5 | 28.8 | 136.3 | 130 | 8.2 | 1.14 | 10.2 | 496.6 | 0.06 | 130.5 | 25 | 155.5 | 489.3 | 28.4 | 3.93 | 41.4 | 1919.3 | 0.26 | 491.2 | 98.7 | 589.9 | 12168926.4 | 233.8 | 23.6 | 1699029.2 | 64119.2 | 11 | 12182342.3 | 3612774.6 | 15795116.9 | 0 | 21.18 | 18.08 | 0 | 39.25 | 23.49 | 21.46 | 0 | 44.96 | 125148760 | 50167936 | 7022673.5 | 667567 | 0 | 0 | 42566.1 | 0 | 0 | 6300467 | 32933728 | 0 | 81763.4 | 0 | 1469794.6 | 27389348 | 1874.7 | 5371511.5 | 0 | 29529012 | 827339.2 | 13511118 | 4252.8 | 229.4 | 0 | 877 | 0 | 0 | 4608.8 | 8973.1 | 0 | 4192.3 | 0 | 919.1 | 3568 | 447.4 | 3241 | 0 | 14692.1 | 5200 | 259.7 | 19875.1 | 32410 | 0 | 0 | 0 | 0 | 0.76 | 0
VA | 2045 | 161509470 | 30963158 | 5924050.5 | 2794449.7 | 201191130.8 | 155702554.5 | 122455686 | 141640180 | 80363576 | 0.0359 | 0.054 | 0.146 | 94561.48 | 38433 | 1 | 0.95 | 0.3 | 0 | 0 | 1.9 | 5.2 | 0.04 | 0.3 | 2.1 | 2.4 | 23.1 | 1.1 | 0.14 | 2.9 | 102.7 | 0.03 | 23.2 | 6 | 29.1 | 56.6 | 3.8 | 0.53 | 4.2 | 208.6 | 0.03 | 56.9 | 10.4 | 67.3 | 469.9 | 26.5 | 3.64 | 41.7 | 1875.8 | 0.25 | 471.6 | 97.7 | 569.3 | 40617.1 | 4.7 | 0.7 | 267570.5 | 723.1 | 5.7 | 40942.2 | 290674.5 | 331616.6 | 0 | 20.17 | 16.67 | 1.27 | 38.11 | 23.26 | 22.21 | 1.37 | 46.84 | 139455410 | 78735450 | 26331574 | 675082 | 0 | 0 | 37961.8 | 0 | 0 | 6659655.5 | 0 | 0 | 0 | 0 | 1465086.2 | 27446924 | 1.6 | 4763338.5 | 0 | 56874828 | 1637659.4 | 13563296 | 15907.1 | 229.4 | 0 | 877 | 0 | 0 | 5001.8 | 0 | 0 | 330 | 0 | 919.1 | 3568 | 335.2 | 3241 | 0 | 26517.9 | 5200 | 497.4 | 78001.2 | 32410 | 0 | 0 | 0 | 1.6 | 0.96 | 0
VA | 2050 | 170980830 | 32747702 | 6550127 | 3026491.7 | 213305160.6 | 164833333.6 | 130227970.5 | 152617540 | 85654700 | 0.0359 | 0.054 | 0.146 | 92196.49 | 40907.9 | 1 | 1 | 0.9 | 0.1 | 0.01 | 1.9 | 6.3 | 0.04 | 0.9 | 2.1 | 2.9 | 0 | 0 | 0 | 0 | 0 | 0 | 0 | 0 | 0 | 11 | 0.7 | 0.09 | 0.9 | 43.1 | 0.01 | 11.1 | 2.2 | 13.2 | 488 | 24 | 3.23 | 45.3 | 2065 | 0.25 | 489.6 | 107 | 596.6 | 126155.7 | 14.5 | 2.1 | 270182.2 | 908.5 | 5.7 | 127165.5 | 298816.2 | 425981.7 | 0 | 20.88 | 16.31 | 1.31 | 38.5 | 24.17 | 21.78 | 1.42 | 47.37 | 145841580 | 83077190 | 27923290 | 700051.1 | 0 | 0 | 118085.3 | 0 | 0 | 7156210.5 | 0 | 0 | 0 | 0 | 1460713 | 27348636 | 0 | 5213619.5 | 0 | 58679810 | 3740553.5 | 13500618 | 17276.3 | 229.4 | 0 | 877 | 0 | 0 | 5498.8 | 0 | 0 | 330 | 0 | 919.1 | 3568 | 198.8 | 3241 | 0 | 27696.4 | 5200 | 1165.6 | 80862 | 32410 | 0 | 0 | 0 | 1.6 | 1 | 0
VT | 2024 | 6037888 | 1574.7 | 0 | 211009.4 | 6250471.9 | 5820752.8 | 4383502.1 | 7211.2 | 21431764 | 0.036 | 0.054 | 0.135 | 0 | 1053.8 | 1 | 1 | 0 | 0 | 0 | 0.7 | 0.9 | 0 | 0 | 0.8 | 0.8 | 0 | 0 | 0 | 0.8 | 1.1 | 0 | 0 | 0.8 | 0.9 | 164.2 | 4.1 | 0.48 | 18.8 | 811.1 | 0.08 | 164.5 | 43 | 207.4 | 625.7 | 36.5 | 5.12 | 53.2 | 2370.2 | 0.37 | 628.2 | 123.9 | 752.1 | 0 | 0 | 0 | 20525 | 24.6 | 0.1 | 0 | 21283 | 21283 | 0 | 30.67 | 0 | 0 | 30.67 | 32.46 | 0 | 0 | 32.46 | 27802054 | 1866969.8 | 1332.2 | 571968.2 | 0 | 24081692 | 0 | 0 | 0 | 223585.1 | 0 | 0 | 0 | 0 | 1280091.6 | 0 | 0 | 0 | 0 | 235156 | 1408228.6 | 0 | 1.9 | 81.1 | 0 | 0 | 0 | 0 | 172.8 | 0 | 0 | 0 | 0 | 331.3 | 0 | 0 | 0 | 0 | 130.3 | 0 | 385.8 | 3.8 | 0 | 0 | 0 | 0.63 | 0 | 0 | 0
VT | 2026 | 6103924.5 | 1562.9 | 0 | 203983.5 | 6309470.6 | 5884414.8 | 4419994.8 | 4655.7 | 20647174 | 0.036 | 0.054 | 0.135 | 0 | 1077.1 | 1 | 1 | 0 | 0 | 0 | 0.8 | 0.9 | 0 | 0 | 0.8 | 0.8 | 0 | 0 | 0 | 0.8 | 1.1 | 0 | 0 | 0.8 | 0.9 | 147.1 | 3.2 | 0.37 | 17.1 | 741 | 0.07 | 147.3 | 39.2 | 186.5 | 578.8 | 31.2 | 4.31 | 51.2 | 2304 | 0.32 | 580.9 | 119.9 | 700.8 | 0 | 0 | 0 | 20561.2 | 24.6 | 0.1 | 0 | 21320.5 | 21320.5 | 0 | 27.78 | 0 | 0 | 27.78 | 29.4 | 0 | 0 | 29.4 | 27071590 | 1889475.8 | 1345 | 571968.2 | 0 | 23330610 | 0 | 0 | 0 | 257964.2 | 0 | 0 | 0 | 0 | 1278191.9 | 0 | 0 | 0 | 0 | 231569.4 | 1399942.2 | 0 | 1.9 | 81.1 | 0 | 0 | 0 | 0 | 200.8 | 0 | 0 | 0 | 0 | 331.3 | 0 | 0 | 0 | 0 | 130.3 | 0 | 385.8 | 3.8 | 0 | 0 | 0 | 0.67 | 0 | 0 | 0
VT | 2028 | 6215366 | 1428.1 | 0 | 201652.2 | 6418446.4 | 5991850 | 4493216.8 | 4125.5 | 20362740 | 0.036 | 0.054 | 0.135 | 0 | 1116.9 | 1 | 1 | 0 | 0 | 0 | 0.8 | 0.9 | 0 | 0 | 0.8 | 0.8 | 0 | 0 | 0 | 0.8 | 1 | 0 | 0 | 0.8 | 0.9 | 131 | 2.6 | 0.27 | 15.5 | 677.4 | 0.06 | 131.1 | 35.7 | 166.8 | 519.1 | 24.4 | 3.31 | 49.5 | 2178.1 | 0.3 | 520.7 | 114.4 | 635.2 | 0 | 0 | 0 | 20513.2 | 24.6 | 0.1 | 0 | 21270.7 | 21270.7 | 0 | 23.63 | 0 | 0 | 23.63 | 25.01 | 0 | 0 | 25.01 | 26890890 | 1925229.6 | 1189.5 | 571497.5 | 0 | 23123586 | 0 | 0 | 0 | 300710.4 | 0 | 0 | 0 | 0 | 1269386.5 | 0 | 0 | 0 | 0 | 227989.8 | 1396529.5 | 0 | 1.9 | 81.1 | 0 | 0 | 0 | 0 | 235.6 | 0 | 0 | 0 | 0 | 331.3 | 0 | 0 | 0 | 0 | 130.3 | 0 | 385.8 | 3.8 | 0 | 0 | 0 | 0.67 | 0 | 0 | 0
VT | 2030 | 6395260.5 | 1511.4 | 0 | 180211.7 | 6576983.8 | 6165277.2 | 4608337.4 | 58158 | 19218832 | 0.036 | 0.054 | 0.135 | 1056.83 | 1170.1 | 1 | 1 | 0 | 0 | 0 | 0.3 | 0.3 | 0 | 0 | 0.3 | 0.3 | 0.1 | 0 | 0 | 0.3 | 0.9 | 0 | 0.1 | 0.3 | 0.4 | 122.8 | 2.4 | 0.26 | 14.5 | 632.8 | 0.06 | 122.9 | 33.4 | 156.3 | 488.4 | 22.1 | 2.97 | 47 | 2098.6 | 0.26 | 489.8 | 109.7 | 599.5 | 0 | 0 | 0 | 6731.8 | 8.1 | 0 | 0 | 6980.4 | 6980.4 | 0 | 23 | 0.18 | 0 | 23.18 | 24.34 | 0.19 | 0 | 24.53 | 25842454 | 1968646.4 | 1283 | 187520.8 | 0 | 22435712 | 0 | 0 | 0 | 353436.2 | 0 | 0 | 0 | 0 | 1249291.5 | 0 | 0 | 0 | 0 | 225204.8 | 1390005.4 | 0 | 1.9 | 29.1 | 0 | 0 | 0 | 0 | 277.3 | 0 | 0 | 0 | 0 | 331.3 | 0 | 0 | 0 | 0 | 130.3 | 0 | 385.8 | 3.8 | 0 | 0 | 0 | 0.71 | 0 | 0 | 0
VT | 2035 | 6872111 | 2894.8 | 0 | 160620.2 | 7035626.4 | 6624984.8 | 5045038.7 | 616567.1 | 17082386 | 0.036 | 0.054 | 0.135 | 87938.49 | 1322.6 | 1 | 1 | 0 | 0 | 0 | 0.3 | 0.3 | 0 | 0 | 0.3 | 0.3 | 0.7 | 0 | 0 | 0.4 | 3.9 | 0 | 0.7 | 0.6 | 1.2 | 116.2 | 2.3 | 0.25 | 13.7 | 598 | 0.06 | 116.4 | 31.6 | 147.9 | 448.2 | 18.7 | 2.48 | 45 | 1971 | 0.25 | 449.5 | 103.8 | 553.3 | 0 | 0 | 0 | 6688.4 | 8 | 0 | 0 | 6935.4 | 6935.4 | 0 | 21.67 | 15.57 | 0 | 37.23 | 22.94 | 16.75 | 0 | 39.68 | 23591170 | 1990587.8 | 2444.5 | 186327.4 | 0 | 20188674 | 0 | 0 | 0 | 391988.4 | 0 | 0 | 0 | 0 | 1223137.1 | 0 | 0 | 0 | 0 | 216921.2 | 1381678.2 | 0 | 2.1 | 29.1 | 0 | 0 | 0 | 0 | 315.5 | 0 | 0 | 0 | 0 | 331.3 | 0 | 0 | 0 | 0 | 130.3 | 0 | 389.3 | 8.3 | 0 | 0 | 0 | 0.75 | 0 | 0 | 0
VT | 2040 | 7444902.5 | 3431.6 | 0 | 178922.4 | 7627256.8 | 7177179.7 | 5647393.3 | 2234796.5 | 17351172 | 0.0359 | 0.054 | 0.135 | 93254.84 | 1482.9 | 0.97 | 0.97 | 16.7 | 0.3 | 0.03 | 2 | 87.5 | 0.01 | 16.7 | 4.6 | 21.4 | 17.1 | 0.3 | 0.03 | 2.2 | 89.2 | 0.01 | 17.1 | 4.8 | 21.9 | 115.6 | 2.3 | 0.24 | 13.6 | 595.8 | 0.05 | 115.7 | 31.4 | 147.1 | 429.4 | 15.3 | 1.98 | 45.5 | 1970.1 | 0.24 | 430.4 | 104.3 | 534.8 | 381786 | 7.2 | 0.7 | 46344.8 | 1997.8 | 0.2 | 382196.9 | 105927.4 | 488124.3 | 0 | 20.82 | 17.18 | 0 | 38 | 22.06 | 18.48 | 0 | 40.53 | 22822802 | 1979863.6 | 2980.2 | 38341.9 | 0 | 18940738 | 0 | 0 | 0 | 408966.1 | 0 | 0 | 644926.4 | 0 | 1215952.2 | 0 | 0 | 0 | 0 | 209123.2 | 1361774.2 | 0 | 2.1 | 9.1 | 0 | 0 | 0 | 0 | 339.1 | 0 | 0 | 852.5 | 0 | 331.3 | 0 | 0 | 0 | 0 | 130.3 | 0 | 389.3 | 8.3 | 0 | 0 | 0 | 0.75 | 0 | 0 | 0
VT | 2045 | 7921741 | 119276.9 | 0 | 184113.3 | 8225131.4 | 7636862 | 6120204.3 | 2606460.8 | 17602932 | 0.0359 | 0.054 | 0.135 | 91170.54 | 1609.8 | 0.96 | 0.96 | 21.7 | 0.4 | 0.04 | 2.6 | 113.4 | 0.01 | 21.7 | 6 | 27.7 | 21.2 | 0.4 | 0.04 | 2.7 | 110.8 | 0.01 | 21.2 | 6 | 27.2 | 119.2 | 2.3 | 0.24 | 14.1 | 617 | 0.05 | 119.3 | 32.5 | 151.8 | 440.8 | 14.3 | 1.8 | 47.9 | 2074.5 | 0.24 | 441.8 | 109.8 | 551.6 | 504867.6 | 9.5 | 1 | 60931.6 | 2641.5 | 0.2 | 505411 | 139709.6 | 645120.6 | 0 | 20.54 | 16.82 | 0 | 37.35 | 21.87 | 18.38 | 0 | 40.26 | 23297510 | 2104927 | 100203.1 | 38917.2 | 0 | 18973872 | 0 | 0 | 0 | 434337.7 | 0 | 0 | 848668.6 | 0 | 1230921.9 | 0 | 0 | 0 | 0 | 213932.2 | 1456657.2 | 0 | 70.5 | 9.1 | 0 | 0 | 0 | 0 | 367.2 | 0 | 0 | 935.7 | 0 | 331.3 | 0 | 0 | 0 | 0 | 125.9 | 0 | 389.3 | 395.4 | 0 | 0 | 0 | 0.75 | 0 | 0 | 0
VT | 2050 | 8409475 | 202336 | 0 | 181923.5 | 8793734.4 | 8107034.4 | 6401262.8 | 2531478.2 | 17460886 | 0.036 | 0.054 | 0.135 | 90393.65 | 1712.3 | 0.96 | 0.96 | 25.5 | 0.5 | 0.05 | 3.1 | 133.2 | 0.01 | 25.5 | 7 | 32.5 | 23.9 | 0.5 | 0.05 | 3 | 125 | 0.01 | 23.9 | 6.7 | 30.6 | 121.8 | 2.4 | 0.24 | 14.4 | 632.1 | 0.06 | 121.9 | 33.3 | 155.2 | 430.2 | 11.9 | 1.42 | 48.3 | 2108.4 | 0.22 | 430.9 | 111.2 | 542.1 | 605849.8 | 11.4 | 1.1 | 72820.5 | 3169.5 | 0.3 | 606501.9 | 167344.4 | 773846.3 | 0 | 20.56 | 16.5 | 0 | 37.06 | 21.97 | 18.16 | 0 | 40.13 | 23790972 | 2392471.5 | 170001.1 | 37942.5 | 0 | 18971030 | 0 | 0 | 0 | 447455.2 | 0 | 0 | 1019682 | 0 | 1199844 | 0 | 0 | 0 | 0 | 286643.2 | 1658373.1 | 0 | 121.3 | 9.1 | 0 | 0 | 0 | 0 | 397.8 | 0 | 0 | 989.2 | 0 | 331.3 | 0 | 0 | 0 | 0 | 146.7 | 0 | 437.2 | 598.6 | 0 | 0 | 0 | 0.75 | 0 | 0 | 0
WA | 2024 | 117494890 | 23720.3 | 179688.5 | 1203471.3 | 118901770.5 | 113269059.3 | 108658814.9 | 86100810 | 93715930 | 0.036 | 0.054 | 0.1435 | 54903.3 | 21857.1 | 0.93 | 0.9 | 48.6 | 3.6 | 0.5 | 4.1 | 171.2 | 0.04 | 48.8 | 9.3 | 58.1 | 68.6 | 5.4 | 0.76 | 5.1 | 230.6 | 0.05 | 69 | 12 | 81 | 224.8 | 6.3 | 0.74 | 24.7 | 1111.1 | 0.1 | 225.2 | 57.9 | 283 | 643.1 | 46 | 6.47 | 45.8 | 2269.2 | 0.32 | 646.2 | 113.5 | 759.7 | 6087006.6 | 450.1 | 63.2 | 519035.6 | 21443.9 | 4.8 | 6117680.4 | 1159379.4 | 7277059.8 | 0 | 28.4 | 9.83 | 0 | 38.23 | 30.07 | 10.54 | 0 | 40.61 | 126566990 | 10242956 | 20048 | 671973.9 | 0 | 8698637 | 3041062 | 0 | 0 | 766505.8 | 6311716 | 0 | 32.7 | 0 | 88362296 | 9071488 | 0 | 146778.5 | 0 | 367146.3 | 9109304 | 0 | 40 | 119.1 | 0 | 670 | 0 | 0 | 646.4 | 2635.6 | 0 | 623.8 | 0 | 22442.3 | 1151 | 2.5 | 314 | 0 | 184.7 | 0 | 3732.2 | 140.8 | 3140 | 0 | 0 | 0.13 | 0 | 0.49 | 0
WA | 2026 | 120862504 | 34784.8 | 295773.8 | 1233763.1 | 122426827.1 | 116515564.4 | 111736052.5 | 90577070 | 94953100 | 0.036 | 0.054 | 0.1435 | 64082.22 | 22641 | 0.96 | 0.93 | 16.5 | 0.3 | 0.03 | 2.8 | 88.1 | 0.02 | 16.5 | 5.4 | 21.9 | 36.4 | 2.1 | 0.28 | 3.8 | 148.4 | 0.03 | 36.5 | 8.2 | 44.7 | 156.3 | 5.6 | 0.71 | 16.1 | 733 | 0.07 | 156.6 | 37.9 | 194.6 | 577.8 | 38.8 | 5.42 | 43.5 | 2122.5 | 0.29 | 580.5 | 106.8 | 687.3 | 2061980.5 | 38.9 | 3.9 | 346171.5 | 11008.9 | 2.8 | 2064199.7 | 675009.2 | 2739208.9 | 0 | 26.82 | 11.53 | 0 | 38.35 | 28.42 | 12.38 | 0 | 40.8 | 126822770 | 10690775 | 29906.7 | 659237.3 | 0 | 10601811 | 0 | 0 | 0 | 1268502.9 | 5034641 | 0 | 0 | 0 | 90612744 | 8958378 | 0 | 235274.1 | 0 | 362024.2 | 9060248 | 0 | 40.2 | 119.1 | 0 | 0 | 0 | 0 | 1068.2 | 2635.6 | 0 | 623.8 | 0 | 23040.7 | 1151 | 2.5 | 314 | 0 | 184.7 | 0 | 3732.3 | 141.6 | 3140 | 0 | 0 | 0.13 | 0 | 0.66 | 0
WA | 2028 | 124327220 | 49773.4 | 476312.5 | 1279666.9 | 126132976.9 | 119855682.7 | 112608666.5 | 95840744 | 96087940 | 0.036 | 0.054 | 0.1435 | 60534.77 | 23631.8 | 0.98 | 0.96 | 9.1 | 0.2 | 0.02 | 1.8 | 49 | 0.02 | 9.1 | 3.2 | 12.3 | 23.7 | 1.5 | 0.2 | 2.5 | 93.6 | 0.02 | 23.8 | 5.3 | 29.1 | 84.1 | 3.9 | 0.52 | 7.8 | 365.5 | 0.04 | 84.4 | 18.7 | 103.1 | 501.9 | 33.1 | 4.62 | 38.7 | 1859.4 | 0.26 | 504.1 | 94.2 | 598.4 | 1123689.6 | 21.2 | 2.1 | 219538.1 | 6081 | 2.3 | 1124899 | 401383.2 | 1526282.2 | 0 | 23.04 | 11.02 | 0 | 34.06 | 24.45 | 11.85 | 0 | 36.3 | 126334450 | 13524310 | 42499.5 | 267005.7 | 0 | 10403918 | 0 | 0 | 0 | 1750960 | 2802985 | 0 | 0 | 0 | 90183496 | 8729332 | 0 | 380909.8 | 0 | 356973.6 | 11416377 | 0 | 47.4 | 69.1 | 0 | 0 | 0 | 0 | 1474.7 | 2635.6 | 0 | 623.8 | 0 | 23155.2 | 1151 | 2.5 | 314 | 0 | 184.7 | 0 | 4423.2 | 170.2 | 3140 | 0 | 0 | 0.13 | 0 | 0.83 | 0
WA | 2030 | 128343960 | 54180.9 | 544875.2 | 1341276.6 | 130284294.4 | 123727974.9 | 115951578.4 | 102285250 | 97120824 | 0.036 | 0.054 | 0.1435 | 62488.87 | 24833.7 | 0.98 | 1 | 8.9 | 0.2 | 0.02 | 1.7 | 48.3 | 0.02 | 9 | 3.2 | 12.1 | 0 | 0 | 0 | 0 | 0 | 0 | 0 | 0 | 0 | 25.5 | 1.3 | 0.18 | 2.3 | 106.9 | 0.01 | 25.6 | 5.5 | 31 | 432.3 | 29.5 | 4.12 | 33.1 | 1579.8 | 0.23 | 434.3 | 80.2 | 514.5 | 1095864.2 | 20.7 | 2.1 | 212613.8 | 5927.6 | 2.2 | 1097043.6 | 389868.2 | 1486911.8 | 0 | 21.74 | 11.56 | 0 | 33.31 | 23.09 | 12.45 | 0 | 35.54 | 125072104 | 14332717 | 45553.8 | 239818.2 | 0 | 10185037 | 0 | 0 | 0 | 2625846.2 | 2722406 | 0 | 0 | 0 | 88675270 | 8430975 | 0 | 440325 | 0 | 352058.5 | 11354811 | 0 | 46 | 69.1 | 0 | 0 | 0 | 0 | 2213.8 | 2635.6 | 0 | 623.8 | 0 | 23165.4 | 1151 | 0 | 314 | 0 | 184.7 | 0 | 4423.2 | 169.4 | 3140 | 0 | 0 | 0.13 | 0 | 1 | 0
WA | 2035 | 139652220 | 87427.8 | 375719.8 | 1372533.9 | 141487899.8 | 134629595.1 | 126548454.9 | 108636740 | 89639760 | 0.036 | 0.054 | 0.1435 | 92214.43 | 28265.9 | 0.97 | 1 | 10.6 | 0.2 | 0.02 | 1.9 | 57.1 | 0.02 | 10.6 | 3.6 | 14.3 | 0 | 0 | 0 | 0 | 0 | 0 | 0 | 0 | 0 | 0 | 0 | 0 | 0 | 0 | 0 | 0 | 0 | 0 | 361.1 | 21.9 | 3.02 | 30.3 | 1407.5 | 0.19 | 362.6 | 72.3 | 434.9 | 1268442.6 | 23.9 | 2.4 | 229964.9 | 6823.6 | 2.3 | 1269807.7 | 433923.5 | 1703731.3 | 0 | 19.78 | 17.89 | 0 | 37.67 | 20.99 | 19.27 | 0 | 40.26 | 122436070 | 14939445 | 73843.8 | 213965.4 | 0 | 9674421 | 0 | 0 | 0 | 3493407.5 | 3138221 | 0 | 1015.6 | 0 | 85905080 | 8186439 | 0 | 303632.8 | 0 | 411076.6 | 11034961 | 0 | 83.2 | 69.1 | 0 | 0 | 0 | 0 | 3000.3 | 2635.6 | 0 | 1033.1 | 0 | 23178.2 | 1151 | 0 | 314 | 0 | 216.4 | 0 | 4231.8 | 330.7 | 3140 | 0 | 0 | 0.13 | 0 | 1 | 0
WA | 2040 | 153203420 | 360685.2 | 253978.9 | 1410723 | 155228810.6 | 147693499.1 | 136259998.9 | 115484696 | 81429896 | 0.036 | 0.054 | 0.1435 | 91546.44 | 31862.6 | 0.98 | 1 | 9.3 | 0.2 | 0.02 | 1.8 | 50.3 | 0.02 | 9.3 | 3.3 | 12.6 | 0 | 0 | 0 | 0 | 0 | 0 | 0 | 0 | 0 | 0 | 0 | 0 | 0 | 0 | 0 | 0 | 0 | 0 | 346 | 20.6 | 2.83 | 29.1 | 1360.9 | 0.18 | 347.4 | 69.7 | 417.1 | 1093537.9 | 20.6 | 2.1 | 207669.6 | 5905.8 | 2.2 | 1094714.8 | 384252 | 1478966.8 | 0 | 18.04 | 18.31 | 0 | 36.35 | 19.15 | 19.74 | 0 | 38.89 | 121050190 | 18968812 | 306675 | 191580.9 | 0 | 9791951 | 0 | 0 | 0 | 3503662.8 | 2713340 | 0 | 4143.5 | 0 | 80786890 | 8082529 | 0 | 204272.7 | 0 | 671520.1 | 14793629 | 0 | 577.3 | 69.1 | 0 | 0 | 0 | 0 | 3105.7 | 2635.6 | 0 | 1463.4 | 0 | 23191.1 | 1151 | 0 | 314 | 0 | 336.5 | 0 | 4531 | 1706.2 | 3140 | 0 | 0 | 0.13 | 0 | 1 | 0
WA | 2045 | 166924830 | 737788.2 | 268348.4 | 1550473 | 169481446.2 | 160921458.6 | 148620428.6 | 132261096 | 83109860 | 0.036 | 0.054 | 0.1435 | 91162.2 | 35606.5 | 0.97 | 1 | 11.3 | 0.2 | 0.02 | 2 | 60.8 | 0.02 | 11.3 | 3.8 | 15.1 | 0 | 0 | 0 | 0 | 0 | 0 | 0 | 0 | 0 | 0 | 0 | 0 | 0 | 0 | 0 | 0 | 0 | 0 | 299.6 | 16.9 | 2.3 | 26.5 | 1210.2 | 0.16 | 300.7 | 62.6 | 363.3 | 1320961.8 | 24.9 | 2.5 | 232230.9 | 7090.1 | 2.2 | 1322383.4 | 444120.3 | 1766503.7 | 0 | 16.39 | 18.59 | 0.41 | 35.39 | 17.42 | 20.1 | 0.44 | 37.95 | 120148820 | 20861018 | 623166 | 172142.5 | 0 | 9606900 | 0 | 0 | 0 | 3520588.8 | 3216561.2 | 0 | 19455.3 | 0 | 77541496 | 7896798.5 | 0 | 211280.6 | 0 | 1173739.9 | 16166690 | 0 | 1125.2 | 69.1 | 0 | 0 | 0 | 0 | 3216.8 | 2635.6 | 0 | 4191.8 | 0 | 23213.1 | 1151 | 0 | 314 | 0 | 562.2 | 0 | 4672.4 | 3897.8 | 3140 | 0 | 0 | 0.13 | 1 | 1 | 0
WA | 2050 | 180698180 | 972696.2 | 281784 | 1715100.3 | 183667755.5 | 174199428.1 | 153412879.9 | 146854160 | 92645580 | 0.036 | 0.054 | 0.1435 | 91399.93 | 39111.6 | 0.98 | 1 | 10.1 | 0.2 | 0.02 | 1.8 | 54.4 | 0.02 | 10.1 | 3.4 | 13.6 | 0 | 0 | 0 | 0 | 0 | 0 | 0 | 0 | 0 | 0 | 0 | 0 | 0 | 0 | 0 | 0 | 0 | 0 | 305.7 | 15.7 | 2.11 | 28.2 | 1284.4 | 0.16 | 306.8 | 66.5 | 373.3 | 1274103.6 | 24 | 2.4 | 226850.9 | 6845.4 | 2.2 | 1275474.8 | 431442.6 | 1706917.4 | 0 | 17.47 | 18.35 | 0 | 35.82 | 18.57 | 19.85 | 0 | 38.41 | 129216660 | 30254876 | 829160.6 | 175251.2 | 0 | 9841146 | 0 | 0 | 0 | 3493506 | 2830887.2 | 0 | 175668.2 | 0 | 76978744 | 7906249.5 | 0 | 224659.2 | 0 | 1146852 | 25614518 | 0 | 1113.5 | 69.1 | 0 | 0 | 0 | 0 | 3292.7 | 2080.7 | 0 | 10472.5 | 0 | 23212.1 | 1151 | 0 | 314 | 0 | 561.7 | 0 | 7388.5 | 3877.6 | 3140 | 0 | 0 | 0.13 | 0 | 1 | 0
WI | 2024 | 72638790 | 21.3 | 0 | 724778.8 | 73363594.5 | 70027679.7 | 64644902.1 | 68507096 | 53225860 | 0.0359 | 0.054 | 0.183 | 18677.78 | 17683.6 | 0.37 | 0.5 | 401.1 | 31.5 | 4.47 | 27.9 | 1332.5 | 0.23 | 403.3 | 67.7 | 471 | 362 | 31.2 | 4.45 | 22.8 | 1118 | 0.21 | 364.2 | 56.2 | 420.4 | 318.7 | 22 | 3.09 | 23.3 | 1144.3 | 0.16 | 320.2 | 57.5 | 377.7 | 815.7 | 68.2 | 9.87 | 50.5 | 2442.7 | 0.5 | 820.4 | 123.4 | 943.8 | 23105841.8 | 1815.9 | 257.3 | 1610181.5 | 76783.3 | 13.4 | 23230193.6 | 3901990.3 | 27132183.9 | 0 | 30.17 | 4.13 | 0 | 34.3 | 31.97 | 4.49 | 0 | 36.46 | 58032504 | 8718692 | 18 | 1203316.9 | 0 | 0 | 14628734 | 0 | 0 | 191128.6 | 21569316 | 0 | 295063.2 | 0 | 1777080.6 | 9559418 | 280863.6 | 0 | 0 | 5773381 | 2754183 | 0 | 0.1 | 189.2 | 0 | 3765.3 | 0 | 0 | 138.4 | 3487 | 0 | 3168.4 | 0 | 392.7 | 1197.1 | 923.5 | 0 | 0 | 2713.4 | 0 | 886.6 | 0.1 | 0 | 0 | 0 | 0.1 | 0 | 0 | 0
WI | 2026 | 73884020 | 565568.9 | 0 | 898634.8 | 75348216.2 | 71228134.2 | 62314614.2 | 84931510 | 68621250 | 0.0359 | 0.054 | 0.183 | 49650.78 | 18015.7 | 0.44 | 0.59 | 347.5 | 26.9 | 3.81 | 24.8 | 1170.2 | 0.2 | 349.4 | 59.7 | 409.1 | 285.4 | 24 | 3.42 | 18.9 | 901.2 | 0.17 | 287 | 45.8 | 332.8 | 260.3 | 13.7 | 1.86 | 22.9 | 1072.9 | 0.13 | 261.2 | 54.9 | 316.1 | 773.4 | 63.9 | 9.19 | 48.2 | 2377.8 | 0.45 | 777.8 | 119.2 | 897 | 20329294.9 | 1573.2 | 222.5 | 1452376.5 | 68485.5 | 12 | 20436903.9 | 3496511.5 | 23933415.4 | 0 | 28.42 | 10.65 | 0 | 39.07 | 30.17 | 11.65 | 0 | 41.82 | 58976980 | 13033602 | 491417.2 | 1201790.9 | 0 | 0 | 12609424 | 0 | 0 | 325909.2 | 20002162 | 0 | 131350.4 | 0 | 1776708.6 | 9540268 | 190258.3 | 0 | 0 | 9936461 | 2771231.8 | 0 | 370.3 | 189.2 | 0 | 3765.3 | 0 | 0 | 235.4 | 3487 | 0 | 2926 | 0 | 392.7 | 1197.1 | 871.7 | 0 | 0 | 4693.9 | 0 | 894.4 | 1481.1 | 0 | 0 | 0 | 0.1 | 0 | 0 | 0
WI | 2028 | 75511790 | 661880.9 | 0 | 1027828 | 77201500.7 | 72797403 | 63631347.8 | 101566080 | 71370824 | 0.0359 | 0.054 | 0.183 | 61426.82 | 18189.4 | 0.56 | 0.73 | 243.6 | 15.7 | 2.18 | 21.2 | 923.7 | 0.16 | 244.6 | 48.8 | 293.4 | 167 | 12 | 1.68 | 13.7 | 595.5 | 0.11 | 167.8 | 31.5 | 199.3 | 211.8 | 4.9 | 0.55 | 24.3 | 1075.3 | 0.1 | 212.1 | 56.4 | 268.5 | 582.8 | 45.7 | 6.53 | 39.5 | 1877.7 | 0.35 | 585.9 | 95.6 | 681.5 | 11285587.3 | 727.6 | 100.9 | 985533.9 | 42861.3 | 7.3 | 11334800.6 | 2264792.8 | 13599593.5 | 0 | 21.77 | 12.82 | 0 | 34.59 | 23.2 | 14.03 | 0 | 37.22 | 46914540 | 13570154 | 572669.6 | 1102291.2 | 0 | 0 | 5512941.5 | 0 | 0 | 584467.9 | 15195515 | 0 | 78802.7 | 0 | 1679322.8 | 9155939 | 46907.6 | 0 | 0 | 10229398 | 2756286.8 | 0 | 376 | 189.2 | 0 | 3765.3 | 0 | 0 | 420.9 | 3487 | 0 | 2837.6 | 0 | 392.7 | 1197.1 | 682 | 0 | 0 | 4895.3 | 0 | 894.4 | 1503.7 | 0 | 0 | 0 | 0.1 | 0 | 0 | 0
WI | 2030 | 77401190 | 1446295.4 | 0 | 1025710 | 79873200.6 | 74618895.8 | 63895156.1 | 103683830 | 67428110 | 0.0359 | 0.0539 | 0.183 | 70427.17 | 18822.4 | 0.65 | 0.8 | 197.3 | 13.2 | 1.83 | 16.9 | 737.6 | 0.13 | 198.2 | 38.9 | 237.2 | 122.9 | 9 | 1.27 | 10.1 | 434.3 | 0.09 | 123.5 | 23.1 | 146.6 | 213.2 | 7.5 | 0.94 | 22.2 | 1002.6 | 0.1 | 213.6 | 52.1 | 265.8 | 487.6 | 37.7 | 5.36 | 33.3 | 1611.5 | 0.28 | 490.2 | 81.4 | 571.6 | 8442522.7 | 561.4 | 78 | 726452.7 | 31622.4 | 5.7 | 8480545.6 | 1670368.9 | 10150914.5 | 0 | 18.58 | 14.11 | 0 | 32.69 | 19.87 | 15.55 | 0 | 35.43 | 43518850 | 15978045 | 1250767.4 | 558835.6 | 0 | 0 | 4326224.5 | 0 | 0 | 1055146.8 | 11050664 | 0 | 44075.8 | 0 | 1549577.4 | 8760282 | 378.5 | 0 | 0 | 11232652 | 3690245.2 | 0 | 1203.8 | 127.2 | 0 | 3765.3 | 0 | 0 | 758.2 | 3487 | 0 | 2822.6 | 0 | 392.7 | 1197.1 | 176.9 | 0 | 0 | 5392.2 | 0 | 1132 | 3205.6 | 0 | 0 | 0 | 0.1 | 0 | 0 | 0
WI | 2035 | 82384790 | 2232615 | 0 | 950852.6 | 85568256.4 | 79423371.5 | 63982901.1 | 98057200 | 60215176 | 0.0359 | 0.0539 | 0.183 | 90840.66 | 20549.4 | 0.72 | 0.83 | 151.9 | 9.5 | 1.31 | 13.8 | 587.8 | 0.11 | 152.5 | 31.4 | 183.9 | 97.9 | 6.6 | 0.92 | 8.9 | 365.9 | 0.08 | 98.4 | 19.8 | 118.2 | 230.7 | 11.4 | 1.53 | 21 | 979.4 | 0.11 | 231.5 | 50.2 | 281.7 | 449.1 | 34.3 | 4.88 | 31.1 | 1494.1 | 0.26 | 451.4 | 75.7 | 527.1 | 7096075.1 | 442.8 | 61.1 | 649823.9 | 27527.7 | 5.1 | 7125946.6 | 1471534.3 | 8597480.9 | 0 | 16.73 | 18.11 | 0 | 34.84 | 17.98 | 20.11 | 0 | 38.09 | 47603836 | 21585356 | 1887389.2 | 526708.6 | 0 | 0 | 3360954.5 | 0 | 0 | 2358315.2 | 9976532 | 0 | 155346.2 | 0 | 1479404.8 | 8631984 | 160.6 | 0 | 0 | 14374982 | 4852057 | 0 | 1943 | 127.2 | 0 | 3523.1 | 0 | 0 | 1702.7 | 3487 | 0 | 4071.5 | 0 | 392.7 | 1197.1 | 172.4 | 0 | 0 | 6915.2 | 0 | 1446.9 | 5610.6 | 0 | 0 | 0 | 0.1 | 0 | 0 | 0
WI | 2040 | 88097096 | 3194528.8 | 0 | 975554.5 | 92267176 | 84930352.1 | 63588347.9 | 101122900 | 62671692 | 0.0359 | 0.0539 | 0.183 | 88843.18 | 22405.3 | 0.78 | 0.86 | 107.7 | 5.4 | 0.72 | 11.3 | 460.7 | 0.08 | 108.1 | 25.1 | 133.2 | 71.5 | 4 | 0.54 | 7.5 | 294.5 | 0.06 | 71.8 | 16.3 | 88.1 | 243.2 | 13.4 | 1.82 | 21.1 | 991.3 | 0.12 | 244.1 | 50.7 | 294.8 | 384 | 26.5 | 3.73 | 29.1 | 1371.2 | 0.22 | 385.8 | 70.1 | 455.8 | 5652066 | 279.8 | 37.4 | 599297.1 | 24270.8 | 4.3 | 5670612.1 | 1323745.9 | 6994358.1 | 0 | 14.65 | 17.59 | 0 | 32.24 | 15.8 | 19.7 | 0 | 35.5 | 53677130 | 28678828 | 2721563.8 | 482916.8 | 0 | 0 | 1989300.4 | 0 | 0 | 2435258.5 | 9752466 | 0 | 198700.6 | 0 | 1399851.6 | 8453271 | 231.4 | 0 | 0 | 18824696 | 7418873 | 0 | 2930 | 127.2 | 0 | 2962.8 | 0 | 0 | 1824.6 | 3487 | 0 | 4285 | 0 | 392.7 | 1197.1 | 166.9 | 0 | 0 | 9109.7 | 0 | 1946.6 | 7635.4 | 0 | 0 | 0 | 0.1 | 0 | 0 | 0
WI | 2045 | 93146830 | 2241299.2 | 0 | 966965.4 | 96355097.1 | 89798545.5 | 67078331.5 | 100846030 | 61231412 | 0.0359 | 0.0539 | 0.183 | 88004.32 | 23922.7 | 0.73 | 0.85 | 130.4 | 5.7 | 0.75 | 14 | 581.7 | 0.09 | 130.7 | 31.4 | 162.1 | 80.8 | 4 | 0.54 | 8.6 | 346.7 | 0.06 | 81.1 | 18.9 | 100 | 248.4 | 11.8 | 1.57 | 23.6 | 1073.7 | 0.13 | 249.2 | 55.6 | 304.8 | 372.1 | 24.2 | 3.38 | 29.7 | 1379.2 | 0.21 | 373.8 | 70.8 | 444.6 | 7172063.1 | 314 | 41.1 | 773232.3 | 32040.9 | 5 | 7192647.5 | 1729409.4 | 8922056.9 | 0 | 14.47 | 17.77 | 0 | 32.24 | 15.52 | 19.66 | 0 | 35.19 | 56738316 | 29276764 | 1913209.2 | 472951.2 | 0 | 0 | 2087756.2 | 0 | 0 | 2503349.8 | 11556715 | 0 | 1653290.4 | 0 | 1365361.6 | 8412177 | 88.3 | 0 | 0 | 18541562 | 8231853.5 | 0 | 1919.3 | 127.2 | 0 | 2653.3 | 0 | 0 | 1938.6 | 3487 | 0 | 12171.3 | 0 | 392.7 | 1197.1 | 163.7 | 0 | 0 | 9294.9 | 0 | 2131.3 | 5214.3 | 0 | 0 | 0 | 0.1 | 0 | 0 | 0
WI | 2050 | 97816660 | 1445603.6 | 0 | 1083036.6 | 100345297.6 | 94300436.7 | 69854963.9 | 111797930 | 69050450 | 0.0359 | 0.0539 | 0.183 | 86693.82 | 25208.3 | 0.65 | 0.82 | 180.7 | 8.5 | 1.13 | 17.6 | 784.4 | 0.1 | 181.2 | 41 | 222.2 | 99.5 | 5.1 | 0.68 | 9.6 | 420.5 | 0.06 | 99.8 | 22.1 | 122 | 246 | 9.7 | 1.25 | 25.4 | 1126.9 | 0.13 | 246.6 | 59 | 305.6 | 368.5 | 21.7 | 2.99 | 31.2 | 1444.4 | 0.2 | 370 | 74.2 | 444.3 | 10084220.7 | 478.9 | 63.6 | 981126.4 | 43695.1 | 5.5 | 10115854.6 | 2284734 | 12400588.6 | 0 | 14.78 | 17.67 | 0 | 32.44 | 15.78 | 19.36 | 0 | 35.14 | 57750964 | 30490332 | 1239739.2 | 471150.4 | 0 | 0 | 3285336.5 | 0 | 0 | 2628880 | 12430857 | 0 | 4255563 | 0 | 1366620.9 | 4211325.5 | 37.2 | 0 | 0 | 17658622 | 10202832 | 0 | 1286.9 | 127.2 | 0 | 2653.3 | 0 | 0 | 2089.1 | 3487 | 0 | 15911.1 | 0 | 392.7 | 601.2 | 143.2 | 0 | 0 | 9141.8 | 0 | 2629.9 | 3236.4 | 0 | 0 | 0 | 0.1 | 0 | 0 | 0
WV | 2024 | 33428326 | 41653.7 | 0 | 728810.7 | 34198793.3 | 32226261.7 | 31352917.2 | 50932050 | 42092144 | 0.036 | 0.054 | 0.146 | 14284.16 | 6614.7 | 0.15 | 0.26 | 769.5 | 83.3 | 12.06 | 28.6 | 1847.1 | 0.38 | 775.3 | 83.7 | 859 | 538.8 | 48.6 | 6.95 | 30 | 1602.5 | 0.29 | 542.1 | 77.8 | 619.9 | 382.6 | 25.6 | 3.57 | 28.7 | 1403.8 | 0.19 | 384.3 | 70.6 | 454.9 | 765.3 | 59 | 8.49 | 52 | 2441 | 0.47 | 769.4 | 124.8 | 894.2 | 19345858.6 | 2093.1 | 303.3 | 718706.7 | 46445 | 9.5 | 19491021.6 | 2105364 | 21596385.6 | 0 | 31.91 | 2.6 | 0 | 34.51 | 33.79 | 2.81 | 0 | 36.6 | 25346166 | 2845876 | 35939.7 | 24716.3 | 0 | 0 | 17663212 | 0 | 0 | 129835 | 3698439.2 | 0 | 98371.3 | 0 | 979595 | 0 | 16.4 | 0 | 0 | 103103.1 | 2612938 | 0 | 47.5 | 5.4 | 0 | 11280 | 0 | 0 | 96.9 | 524.5 | 0 | 1089.6 | 0 | 237.8 | 0 | 11 | 0 | 0 | 50 | 0 | 878.8 | 95 | 0 | 0 | 0 | 0 | 0 | 0 | 0
WV | 2026 | 33944990 | 41359.2 | 0 | 718222.2 | 34704574.1 | 32724351.4 | 31830407.1 | 53016332 | 42853148 | 0.036 | 0.054 | 0.146 | 45537.29 | 6759.5 | 0.16 | 0.31 | 761.4 | 82.4 | 11.94 | 28.3 | 1827.5 | 0.37 | 767.1 | 82.8 | 849.9 | 499.1 | 44.4 | 6.34 | 28.6 | 1505.1 | 0.27 | 502.2 | 73.5 | 575.7 | 354.7 | 17.6 | 2.36 | 32.1 | 1499.7 | 0.17 | 355.8 | 76.9 | 432.7 | 721.3 | 54.6 | 7.81 | 49.4 | 2371 | 0.41 | 725 | 120.2 | 845.2 | 18509194.9 | 2002.5 | 290.1 | 687722.4 | 44439.2 | 9.1 | 18648073.5 | 2014494 | 20662567.6 | 0 | 30.13 | 8.29 | 0 | 38.42 | 31.9 | 8.95 | 0 | 40.85 | 24545868 | 2874167 | 35215.5 | 24716.3 | 0 | 0 | 16885562 | 0 | 0 | 173656.2 | 3660628.5 | 0 | 86243.8 | 0 | 979312.8 | 0 | 21.8 | 0 | 0 | 101664.7 | 2598846 | 0 | 47.7 | 5.4 | 0 | 11280 | 0 | 0 | 129.8 | 524.5 | 0 | 1089.6 | 0 | 237.8 | 0 | 11 | 0 | 0 | 50 | 0 | 878.8 | 95.3 | 0 | 0 | 0 | 0 | 0 | 0 | 0
WV | 2028 | 34626656 | 29109.9 | 0 | 918206 | 35573972.8 | 33381513 | 32646778.4 | 68346420 | 50379620 | 0.0359 | 0.054 | 0.146 | 57710.36 | 6968.3 | 0.23 | 0.42 | 661.2 | 69.1 | 9.99 | 26.8 | 1664.5 | 0.32 | 665.9 | 76.5 | 742.4 | 368.6 | 28.5 | 4.02 | 25.8 | 1248.7 | 0.21 | 370.5 | 63 | 433.6 | 305 | 6 | 0.62 | 35.8 | 1585.1 | 0.13 | 305.3 | 83.1 | 388.4 | 651 | 45.8 | 6.51 | 47.9 | 2251.8 | 0.37 | 654.1 | 115.1 | 769.2 | 11490091.1 | 1200.6 | 173.5 | 465619.7 | 28931.5 | 5.6 | 11573248.6 | 1329312.3 | 12902560.9 | 0 | 26.84 | 10.53 | 0 | 37.37 | 28.42 | 11.38 | 0 | 39.8 | 17529060 | 2927194.5 | 24818.9 | 24499.1 | 0 | 0 | 10057114 | 0 | 0 | 242115.5 | 3399011.5 | 0 | 81745.2 | 0 | 1014666.9 | 0 | 10.9 | 0 | 0 | 100246.4 | 2584832.5 | 0 | 31.7 | 5.4 | 0 | 11280 | 0 | 0 | 180.8 | 524.5 | 0 | 1089.6 | 0 | 247.8 | 0 | 11 | 0 | 0 | 50 | 0 | 878.8 | 63.6 | 0 | 0 | 0 | 0 | 0 | 0 | 0
WV | 2030 | 35418160 | 75675.5 | 0 | 940873.9 | 36434710 | 34144568.3 | 33314947 | 68231520 | 47414884 | 0.0359 | 0.054 | 0.146 | 69922.98 | 7226.1 | 0.27 | 0.47 | 603.8 | 62.1 | 8.96 | 25.4 | 1553.5 | 0.29 | 608.1 | 71.8 | 679.9 | 321.2 | 23.8 | 3.35 | 23.4 | 1120.2 | 0.19 | 322.8 | 56.8 | 379.7 | 308.6 | 10 | 1.23 | 32.7 | 1480.7 | 0.14 | 309.2 | 76.9 | 386.1 | 606 | 42.2 | 5.94 | 44.7 | 2149.5 | 0.33 | 608.9 | 108.9 | 717.7 | 9282832.8 | 953.6 | 137.7 | 391136.7 | 23893.6 | 4.5 | 9348834.4 | 1104403.6 | 10453238 | 0 | 25.66 | 12.89 | 0 | 38.55 | 27.17 | 13.92 | 0 | 41.09 | 15532754 | 3119763 | 64743 | 23954.5 | 0 | 0 | 7988660 | 0 | 0 | 350840.9 | 3276350.2 | 0 | 62055.5 | 0 | 997226.8 | 0 | 0 | 0 | 0 | 198030.3 | 2570891.8 | 0 | 59 | 5.4 | 0 | 11280 | 0 | 0 | 261.5 | 524.5 | 0 | 1089.6 | 0 | 247.8 | 0 | 0 | 0 | 0 | 95.6 | 0 | 878.8 | 172.7 | 0 | 0 | 0 | 0 | 0 | 0 | 0
WV | 2035 | 37493170 | 49307.1 | 0 | 1243752.9 | 38786226.4 | 36144998.2 | 35565894 | 84473280 | 57794490 | 0.0359 | 0.054 | 0.146 | 87252.78 | 7930.4 | 0.36 | 0.55 | 487 | 47.1 | 6.77 | 23.2 | 1346.3 | 0.24 | 490.2 | 63.4 | 553.6 | 240.8 | 14.9 | 2.05 | 20.4 | 934 | 0.14 | 241.8 | 48.3 | 290.1 | 324.6 | 15.8 | 2.11 | 29.7 | 1389.3 | 0.15 | 325.7 | 71.1 | 396.8 | 554 | 36.4 | 5.11 | 43 | 2026.2 | 0.3 | 556.5 | 103.5 | 660 | 5796923.2 | 561.2 | 80.7 | 275490.9 | 16005.7 | 2.8 | 5835675.1 | 753229.1 | 6588904.2 | 0 | 23.51 | 16.56 | 0 | 40.06 | 24.87 | 17.88 | 0 | 42.75 | 11920556 | 3220332.5 | 42628.5 | 23201.2 | 0 | 0 | 4625324 | 0 | 0 | 630744.8 | 2994434.5 | 0 | 50602.7 | 0 | 964032.4 | 0 | 0 | 0 | 0 | 191195.6 | 2398392 | 0 | 28.9 | 5.4 | 0 | 11280 | 0 | 0 | 471.3 | 524.5 | 0 | 1089.6 | 0 | 247.8 | 0 | 0 | 0 | 0 | 95.6 | 0 | 812.8 | 115.4 | 0 | 0 | 0 | 0 | 0 | 0 | 0
WV | 2040 | 39851680 | 264662.5 | 0 | 1688189.3 | 41804530.1 | 38418736.3 | 38493537.7 | 112596690 | 79574936 | 0.0359 | 0.054 | 0.146 | 82764.41 | 8666.1 | 0.52 | 0.63 | 269.8 | 19.5 | 2.74 | 18.8 | 953.7 | 0.13 | 271.1 | 47.3 | 318.4 | 171.9 | 7.6 | 1 | 17.3 | 761.8 | 0.1 | 172.4 | 40.1 | 212.5 | 340.2 | 18.6 | 2.53 | 29.3 | 1389.9 | 0.16 | 341.4 | 70.7 | 412.2 | 500.1 | 29.8 | 4.13 | 41.5 | 1935 | 0.27 | 502.2 | 99.3 | 601.4 | 2307394.3 | 167.4 | 23.5 | 160670.8 | 8143.6 | 1.1 | 2318791.1 | 403646.1 | 2722437.2 | 0 | 21.36 | 16.25 | 0 | 37.61 | 22.68 | 17.58 | 0 | 40.26 | 8582600 | 3310992.2 | 224471.8 | 21671.9 | 0 | 0 | 1268692 | 0 | 0 | 813060.8 | 2795653.2 | 0 | 48619.2 | 0 | 912499.1 | 0 | 0 | 0 | 0 | 184596.8 | 2313334.8 | 0 | 168.9 | 5.4 | 0 | 10726 | 0 | 0 | 617.5 | 524.5 | 0 | 1100.9 | 0 | 247.8 | 0 | 0 | 0 | 0 | 95.6 | 0 | 664.5 | 675.4 | 0 | 0 | 0 | 0 | 0 | 0 | 0
WV | 2045 | 41836804 | 386903.6 | 0 | 1971826 | 44195531.9 | 40332497 | 39857372 | 126321070 | 92381010 | 0.0359 | 0.054 | 0.146 | 87570.46 | 9239.2 | 0.55 | 0.64 | 243.6 | 16 | 2.22 | 18.5 | 913.5 | 0.11 | 244.7 | 45.8 | 290.4 | 171.4 | 7.6 | 0.99 | 17.2 | 760.5 | 0.1 | 171.9 | 39.9 | 211.8 | 333.3 | 15.6 | 2.07 | 31.5 | 1446.9 | 0.17 | 334.3 | 74.7 | 409 | 497.4 | 29 | 4.01 | 42.4 | 1949.5 | 0.26 | 499.4 | 100.5 | 599.9 | 2388604.2 | 156.4 | 21.7 | 181634.2 | 8965.3 | 1.1 | 2399186.2 | 449103.1 | 2848289.2 | 0 | 21.03 | 17.16 | 0 | 38.19 | 22.36 | 18.78 | 0 | 41.14 | 10146262 | 4338160 | 330071.5 | 21471.6 | 0 | 0 | 1208585.2 | 0 | 0 | 1023002.2 | 2933348.5 | 0 | 401740 | 0 | 912885.8 | 0 | 0 | 0 | 0 | 178225.7 | 3136932 | 0 | 209.6 | 5.4 | 0 | 9073 | 0 | 0 | 788 | 524.5 | 0 | 4991.5 | 0 | 247.8 | 0 | 0 | 0 | 0 | 95.6 | 0 | 878.8 | 974.4 | 0 | 0 | 0 | 0 | 0 | 0 | 0
WV | 2050 | 43639988 | 389069 | 0 | 2088843.1 | 46117901.8 | 42070844.3 | 41692200 | 132279060 | 97350860 | 0.0359 | 0.054 | 0.146 | 86753.81 | 9707.9 | 0.51 | 0.61 | 246.2 | 9.5 | 1.21 | 24.7 | 1133.6 | 0.11 | 246.8 | 58.5 | 305.3 | 175.5 | 5.1 | 0.62 | 19.7 | 860.2 | 0.09 | 175.8 | 45.3 | 221.2 | 323.6 | 11.8 | 1.5 | 33.9 | 1510.9 | 0.17 | 324.3 | 79 | 403.3 | 494.7 | 24.6 | 3.32 | 45.4 | 2080.8 | 0.25 | 496.4 | 107.5 | 603.8 | 2603554.3 | 103.6 | 13.3 | 258592.1 | 11889.7 | 1.2 | 2610275.8 | 613225.7 | 3223501.5 | 0 | 21.8 | 17.1 | 0 | 38.9 | 23.17 | 18.78 | 0 | 41.95 | 11225027 | 4425701.5 | 329946.9 | 21229 | 0 | 0 | 599104.1 | 0 | 0 | 1239738.8 | 3074410.5 | 0 | 1869701.4 | 0 | 904933.3 | 0 | 0 | 0 | 0 | 172074.5 | 3013888.5 | 0 | 209.7 | 5.4 | 0 | 2139 | 0 | 0 | 968.6 | 524.5 | 0 | 11804.7 | 0 | 247.8 | 0 | 0 | 0 | 0 | 95.6 | 0 | 822.6 | 974.8 | 0 | 0 | 0 | 0 | 0 | 0 | 0
WY | 2024 | 20996414 | 0 | 0 | 477158.5 | 21473571.9 | 20241393.7 | 11527827.6 | 13467738 | 35465444 | 0.036 | 0.054 | 0.1435 | 0 | 3599.7 | 0.25 | 0.31 | 791.8 | 90.7 | 13.19 | 24.8 | 1741.6 | 0.39 | 798.1 | 76.8 | 875 | 756.1 | 86.5 | 12.58 | 23.8 | 1665.1 | 0.37 | 762.1 | 73.5 | 835.6 | 317.7 | 13.5 | 1.76 | 30.7 | 1422.9 | 0.14 | 318.5 | 73.2 | 391.7 | 765.1 | 65.9 | 9.41 | 44.4 | 2344.9 | 0.39 | 769.6 | 114.4 | 884 | 34304953.5 | 3929.7 | 571.4 | 1075782.5 | 75453.6 | 17 | 34578052.1 | 3328941.5 | 37906993.6 | 0 | 27.8 | 0 | 0 | 27.8 | 29.39 | 0 | 0 | 29.39 | 43630948 | 9945744 | 0 | 0 | 0 | 0 | 32044596 | 0 | 0 | 18415.5 | 599561.7 | 0 | 0 | 0 | 1041047.2 | 0 | 0 | 0 | 0 | 205902.3 | 9721426 | 0 | 0 | 0 | 0 | 5905 | 0 | 0 | 11.5 | 94 | 0 | 0 | 0 | 307.1 | 0 | 0 | 0 | 0 | 92 | 0 | 2782.1 | 0 | 0 | 0 | 0 | 0 | 0 | 0 | 0
WY | 2026 | 21540424 | 0 | 0 | 693467.3 | 22233891.2 | 20765844.3 | -242705.8 | 19151434 | 48614300 | 0.036 | 0.054 | 0.1435 | 7459.43 | 3751.2 | 0.45 | 0.46 | 573.4 | 65.7 | 9.55 | 18 | 1262 | 0.28 | 578 | 55.7 | 633.7 | 578.5 | 66.2 | 9.62 | 18.2 | 1275.3 | 0.29 | 583.1 | 56.3 | 639.5 | 247 | 13.5 | 1.84 | 21.1 | 1010 | 0.11 | 247.9 | 51.3 | 299.2 | 673.4 | 54.3 | 7.71 | 42.5 | 2186.3 | 0.34 | 677.1 | 107.8 | 784.9 | 29543226.4 | 3383 | 491.9 | 927542 | 65018.1 | 14.6 | 29778331.4 | 2869077.3 | 32647408.6 | 0 | 25.93 | 1.15 | 0 | 27.08 | 27.43 | 1.24 | 0 | 28.68 | 51904120 | 22476596 | 0 | 0 | 0 | 0 | 27831196 | 0 | 0 | 28372.6 | 556561 | 0 | 0 | 0 | 1039766.7 | 0 | 0 | 0 | 0 | 203029.7 | 22245194 | 0 | 0 | 0 | 0 | 5335.8 | 0 | 0 | 17.8 | 94 | 0 | 0 | 0 | 307.1 | 0 | 0 | 0 | 0 | 92 | 0 | 5782.1 | 0 | 0 | 0 | 0 | 0 | 0 | 0 | 0
WY | 2028 | 22192924 | 17206.1 | 0 | 1094329.1 | 23304458.8 | 21394886.1 | -4021566.6 | 37631588 | 61841920 | 0.036 | 0.054 | 0.1435 | 56139.2 | 3904.5 | 0.59 | 0.66 | 424.4 | 48.6 | 7.07 | 13.3 | 933.1 | 0.21 | 427.8 | 41.2 | 469 | 363.8 | 41.6 | 6.04 | 11.5 | 803.7 | 0.18 | 366.7 | 35.5 | 402.2 | 176.4 | 11.5 | 1.59 | 13.5 | 664.9 | 0.08 | 177.2 | 33.3 | 210.5 | 632.5 | 55.8 | 7.98 | 35.8 | 1903.5 | 0.32 | 636.3 | 92.6 | 728.9 | 20052440.7 | 2297.6 | 334.1 | 628327.1 | 44087.6 | 9.9 | 20212116.5 | 1944851.3 | 22156967.8 | 0 | 21.05 | 8.47 | 0 | 29.52 | 22.31 | 9.21 | 0 | 31.52 | 47727076 | 27326026 | 14616.4 | 0 | 0 | 0 | 19018680 | 0 | 0 | 41621.2 | 339338.8 | 0 | 0 | 0 | 1028412.6 | 0 | 0 | 0 | 0 | 200197.3 | 27084204 | 0 | 12.3 | 0 | 0 | 5115.7 | 0 | 0 | 26.2 | 94 | 0 | 0 | 0 | 307.1 | 0 | 0 | 0 | 0 | 92 | 0 | 6938.8 | 49.2 | 0 | 0 | 0 | 0 | 0 | 0 | 0
WY | 2030 | 22950594 | 117310.7 | 0 | 1367375 | 24435280.7 | 22125320.9 | -11415199 | 47554244 | 73668776 | 0.036 | 0.054 | 0.1435 | 61038.74 | 4091.4 | 0.73 | 0.78 | 286.5 | 32.9 | 4.78 | 8.9 | 628.2 | 0.14 | 288.8 | 27.7 | 316.5 | 237.2 | 27.1 | 3.95 | 7.5 | 522.7 | 0.12 | 239.1 | 23.1 | 262.2 | 141.9 | 7.3 | 0.99 | 12.6 | 594.7 | 0.07 | 142.4 | 30.3 | 172.8 | 513.7 | 47.5 | 6.82 | 27.3 | 1481.5 | 0.27 | 516.9 | 71.5 | 588.4 | 14362534.6 | 1648.4 | 239.7 | 447558.2 | 31491.1 | 7.1 | 14477098.9 | 1387936.9 | 15865035.9 | 0 | 16.86 | 8.87 | 0 | 25.73 | 17.98 | 9.67 | 0 | 27.65 | 50792016 | 35850480 | 100345.5 | 0 | 0 | 0 | 13662566 | 0 | 0 | 59887.9 | 161960.8 | 0 | 0 | 0 | 1016661.9 | 0 | 0 | 0 | 0 | 197404.3 | 35593188 | 0 | 73.5 | 0 | 0 | 5115.7 | 0 | 0 | 38.1 | 94 | 0 | 0 | 0 | 307.1 | 0 | 0 | 0 | 0 | 92 | 0 | 9007.2 | 294.1 | 0 | 0 | 0 | 0 | 0 | 0 | 0
WY | 2035 | 25075690 | 264338.5 | 0 | 1588943.4 | 26928972.6 | 24174029.3 | -31211666.2 | 47599612 | 91538330 | 0.0359 | 0.054 | 0.1435 | 86891.73 | 4625.4 | 0.83 | 0.84 | 176.6 | 20.3 | 2.95 | 5.5 | 386.3 | 0.09 | 178 | 17 | 195 | 168.6 | 19.3 | 2.81 | 5.3 | 370 | 0.08 | 169.9 | 16.3 | 186.2 | 159.1 | 6.2 | 0.8 | 16 | 729.9 | 0.07 | 159.5 | 37.7 | 197.2 | 382 | 34.7 | 4.98 | 20.9 | 1122 | 0.2 | 384.4 | 54.3 | 438.8 | 12385396.7 | 1423.4 | 207 | 384192.1 | 27094.8 | 6.1 | 12484329.5 | 1193292.6 | 13677622 | 0 | 12.25 | 12.87 | 0 | 25.12 | 13.11 | 14.08 | 0 | 27.19 | 71221420 | 58140640 | 224438.1 | 0 | 0 | 0 | 11834911 | 0 | 0 | 100199.4 | 84374.7 | 0 | 0 | 0 | 937057.9 | 0 | 0 | 0 | 0 | 190379 | 57850060 | 0 | 153.9 | 0 | 0 | 5115.7 | 0 | 0 | 65.5 | 94 | 0 | 0 | 0 | 307.1 | 0 | 0 | 0 | 0 | 92 | 0 | 14831.5 | 648.3 | 0 | 0 | 0 | 0 | 0 | 0 | 0
WY | 2040 | 27620006 | 558608 | 0 | 1713088.1 | 29891703.5 | 26626883.7 | -40834584.4 | 49897124 | 100085930 | 0.0359 | 0.054 | 0.1435 | 85567.87 | 5290.1 | 0.9 | 0.89 | 109.8 | 12.6 | 1.84 | 3.4 | 240 | 0.05 | 110.6 | 10.6 | 121.2 | 112.7 | 12.9 | 1.88 | 3.5 | 247.3 | 0.06 | 113.6 | 10.9 | 124.5 | 190.4 | 7.5 | 0.96 | 19.1 | 873.2 | 0.09 | 190.9 | 45.2 | 236 | 329.2 | 29.8 | 4.27 | 18.1 | 969.3 | 0.17 | 331.3 | 47 | 378.3 | 8660767.8 | 995.6 | 144.8 | 268413.6 | 18938.2 | 4.3 | 8729968 | 833944.1 | 9563912.1 | 0 | 10.19 | 12.96 | 0 | 23.15 | 10.95 | 14.31 | 0 | 25.26 | 80485770 | 70726290 | 478202.4 | 0 | 0 | 0 | 8368886.5 | 0 | 0 | 147816.3 | 49386 | 0 | 0 | 0 | 863009.2 | 0 | 0 | 0 | 0 | 181684.6 | 70396780 | 0 | 481.8 | 0 | 0 | 4889.5 | 0 | 0 | 97.9 | 94 | 0 | 0 | 0 | 307.1 | 0 | 0 | 0 | 0 | 92 | 0 | 18418 | 1378.8 | 0 | 0 | 0 | 0 | 0 | 0 | 0
WY | 2045 | 30081820 | 909584.6 | 0 | 1976943.4 | 32968348.9 | 29000188 | -64421804.9 | 52669630 | 123043600 | 0.0359 | 0.054 | 0.1435 | 87740.42 | 5856.5 | 0.95 | 0.95 | 50.1 | 5.8 | 0.84 | 1.5 | 109.5 | 0.02 | 50.5 | 4.8 | 55.3 | 57.9 | 6.6 | 0.97 | 1.8 | 126.9 | 0.03 | 58.4 | 5.6 | 64 | 189.4 | 8.1 | 1.05 | 18.5 | 848.4 | 0.09 | 189.9 | 43.8 | 233.7 | 233.5 | 21.1 | 3.03 | 12.9 | 686.9 | 0.12 | 235 | 33.5 | 268.4 | 5084790.7 | 585 | 85.1 | 157201 | 11105.2 | 2.5 | 5125449.2 | 488825.6 | 5614274.8 | 0 | 7.2 | 13.13 | 0 | 20.33 | 7.76 | 14.67 | 0 | 22.42 | 103967770 | 97390150 | 778059.8 | 0 | 0 | 0 | 4978815 | 0 | 0 | 206666.1 | 17038.4 | 0 | 0 | 0 | 803701.9 | 0 | 0 | 0 | 0 | 175307.6 | 97008184 | 0 | 835.9 | 0 | 0 | 4688.5 | 0 | 0 | 140.1 | 94 | 0 | 0 | 0 | 307.1 | 0 | 0 | 0 | 0 | 92 | 0 | 32770.9 | 2556.4 | 0 | 0 | 0 | 0 | 0 | 0 | 0
WY | 2050 | 32508412 | 918118.5 | 0 | 2021201.1 | 35447733.4 | 31339520.8 | -68145207.5 | 54180890 | 127417540 | 0.0359 | 0.054 | 0.1435 | 89351.97 | 6372.5 | 0.96 | 0.95 | 38.4 | 4.4 | 0.64 | 1.2 | 84.1 | 0.02 | 38.7 | 3.7 | 42.4 | 48.9 | 5.6 | 0.81 | 1.5 | 108 | 0.02 | 49.3 | 4.8 | 54 | 203.2 | 9.4 | 1.24 | 19.2 | 886.7 | 0.1 | 203.8 | 45.6 | 249.4 | 225.3 | 18.1 | 2.57 | 14.5 | 736.8 | 0.12 | 226.5 | 36.4 | 263 | 4107030.3 | 471.5 | 68.6 | 127827.5 | 8999.7 | 2 | 4139802.7 | 396572.9 | 4536375.7 | 0 | 7.94 | 13.56 | 0 | 21.5 | 8.55 | 15.15 | 0 | 23.7 | 109294616 | 103592940 | 773885 | 0 | 0 | 0 | 4067084.5 | 0 | 0 | 270323.8 | 39461.7 | 0 | 1072.3 | 0 | 820169.4 | 0 | 0 | 0 | 0 | 178270.7 | 103144344 | 0 | 804.8 | 0 | 0 | 3144.6 | 0 | 0 | 193.1 | 94 | 0 | 94.8 | 0 | 307.1 | 0 | 0 | 0 | 0 | 65.7 | 0 | 33654.5 | 2396.7 | 0 | 0 | 0 | 0 | 0 | 0 | 0
Staging provenance
Source | NREL (2022), Cambium 2022 Scenario Data, MidCase scenario, annual state-level metrics. Documentation: Gagnon, Cowiestoll, Schwarz (2023), "Cambium 2022 Scenario Descriptions and Documentation," NREL/TP-6A40-84916, https://www.nrel.gov/docs/fy23osti/84916.pdf. Data: https://cambium.nrel.gov
Raw file | sources\raw\cambium\Cambium22_MidCase_annual_state.csv
Size / checksum | 258,111 bytes · sha256 e423f13b880752297fa915612f52db654701477d727c6ba40acf9d2312974143
Staged | file dated 2026-09-09; embedded 2026-09-09 by outputs/BDESC/add_policies_BDESC.py
Shape | 390 lines x 121 columns written verbatim to rows 1-390: 6 header lines (column names on row 6, units on row 5, metric category on row 4) then 384 data rows = 48 states x 8 reporting years.
Coverage | states: AL, AR, AZ, CA, CO, CT, DE, FL, GA, IA, ID, IL, IN, KS, KY, LA, MA, MD, ME, MI, MN, MO, MS, MT, NC, ND, NE, NH, NJ, NM, NV, NY, OH, OK, OR, PA, RI, SC, SD, TN, TX, UT, VA, VT, WA, WI, WV, WY. Years: 2024, 2026, 2028, 2030, 2035, 2040, 2045, 2050.
Handling | none — no rows dropped, no columns dropped, no aggregation. Numeric text is typed as int/float; blank fields are left empty.
Caveats and limits | MidCase scenario ONLY — not a range, and Cambium is explicitly not a forecast. Reporting years are 2024/2026/2028/2030 then 5-year steps to 2050: any annual series must be interpolated, and there is no pre-2024 history here. State values are aggregations of ReEDS balancing-area results, so they carry the model's regional resolution, not state-jurisdiction accounting. Costs are 2021$. Metric definitions (busbar vs end-use load, long-run vs short-run marginal rates) are in NREL/TP-6A40-84916 — check the definition before using any column.

## BDCL_mid_states
state_abbr | 2024 | 2025 | 2026 | 2027 | 2028 | 2029 | 2030 | 2031 | 2032 | 2033 | 2034 | 2035 | 2036 | 2037 | 2038 | 2039 | 2040 | 2041 | 2042 | 2043 | 2044 | 2045 | 2046 | 2047 | 2048 | 2049 | 2050
AL | 1633360 | 1999590 | 2432300 | 2936620 | 3513780 | 4157660 | 4849620 | 5025260 | 5196350 | 5360680 | 5515710 | 5658590 | 5690050 | 5720230 | 5749070 | 5776480 | 5802400 | 5808440 | 5814370 | 5820200 | 5825920 | 5831530 | 5832900 | 5834260 | 5835620 | 5836970 | 5838320
AZ | 8624860 | 10442000 | 12561200 | 14998100 | 17747400 | 20767400 | 23955900 | 24747900 | 25512500 | 26239100 | 26915700 | 27528800 | 27660200 | 27785200 | 27903400 | 28014600 | 28118300 | 28142000 | 28165200 | 28187900 | 28210000 | 28231600 | 28236900 | 28242100 | 28247300 | 28252400 | 28257500
AR | 50897.8 | 54597.3 | 58191.7 | 61561.1 | 64542.5 | 66916.6 | 68392.1 | 68451.6 | 68367.6 | 68123.7 | 67702.9 | 67087.3 | 66870 | 66636.4 | 66386.1 | 66118.9 | 65834.3 | 65757.7 | 65679.9 | 65600.9 | 65520.8 | 65439.4 | 65418.7 | 65397.9 | 65377.1 | 65356.1 | 65335.1
CA | 6922090 | 7974750 | 9128800 | 10372100 | 11679200 | 13004900 | 14275300 | 14552100 | 14803100 | 15023200 | 15206600 | 15347200 | 15368200 | 15385300 | 15398500 | 15407400 | 15412100 | 15411900 | 15411500 | 15410800 | 15409700 | 15408400 | 15408000 | 15407500 | 15407100 | 15406600 | 15406100
CO | 1115120 | 1303740 | 1514520 | 1746270 | 1995480 | 2254910 | 2511860 | 2570560 | 2625110 | 2674550 | 2717780 | 2753610 | 2760110 | 2765930 | 2771030 | 2775380 | 2778970 | 2779630 | 2780250 | 2780800 | 2781310 | 2781760 | 2781860 | 2781950 | 2782040 | 2782120 | 2782210
CT | 134185 | 205137 | 311604 | 469803 | 701978 | 1037240 | 1510840 | 1672890 | 1848440 | 2037620 | 2240280 | 2455880 | 2512970 | 2570730 | 2629140 | 2688140 | 2747690 | 2762730 | 2777790 | 2792880 | 2808000 | 2823150 | 2826940 | 2830730 | 2834530 | 2838330 | 2842130
DE | 64779 | 69487.5 | 74062.2 | 78350.4 | 82145.1 | 85166.6 | 87044.5 | 87120.3 | 87013.3 | 86702.9 | 86167.4 | 85383.9 | 85107.2 | 84809.9 | 84491.4 | 84151.3 | 83789.1 | 83691.6 | 83592.6 | 83492.1 | 83390.1 | 83286.5 | 83260.2 | 83233.7 | 83207.2 | 83180.5 | 83153.8
FL | 869889 | 1106960 | 1399640 | 1756540 | 2184710 | 2687060 | 3257950 | 3412660 | 3567220 | 3720050 | 3869270 | 4012660 | 4046230 | 4079040 | 4111050 | 4142170 | 4172370 | 4179640 | 4186850 | 4193990 | 4201060 | 4208060 | 4209790 | 4211510 | 4213230 | 4214950 | 4216660
GA | 8208420 | 10586200 | 13565600 | 17254100 | 21749000 | 27110400 | 33313200 | 35028300 | 36754600 | 38475600 | 40171700 | 41819500 | 42211000 | 42595400 | 42972000 | 43340100 | 43699100 | 43786200 | 43872600 | 43958400 | 44043500 | 44127800 | 44148700 | 44169500 | 44190400 | 44211100 | 44231800
ID | 411809 | 599131 | 866095 | 1242690 | 1767080 | 2484840 | 3444480 | 3754550 | 4083960 | 4431870 | 4796810 | 5176580 | 5274710 | 5373330 | 5472350 | 5571700 | 5671250 | 5696180 | 5721120 | 5746050 | 5770980 | 5795900 | 5802130 | 5808360 | 5814590 | 5820820 | 5827050
IL | 7412560 | 8981310 | 10812500 | 12920300 | 15300600 | 17918300 | 20685500 | 21373900 | 22039000 | 22671500 | 23261100 | 23796000 | 23911000 | 24020300 | 24123900 | 24221300 | 24312300 | 24333100 | 24353500 | 24373500 | 24392900 | 24412000 | 24416600 | 24421200 | 24425700 | 24430300 | 24434800
IN | 1351100 | 2344680 | 4042930 | 6919320 | 11736100 | 19685000 | 32548400 | 37608200 | 43363300 | 49882200 | 57230600 | 65469000 | 67776600 | 70147600 | 72582600 | 75081700 | 77645100 | 78303300 | 78965700 | 79632100 | 80302500 | 80977000 | 81146700 | 81316700 | 81487000 | 81657400 | 81828200
IA | 7856760 | 8798280 | 9789710 | 10811800 | 11833600 | 12808200 | 13666000 | 13828200 | 13963000 | 14066100 | 14132800 | 14158200 | 14151100 | 14140400 | 14126000 | 14107800 | 14085600 | 14078900 | 14071900 | 14064600 | 14057100 | 14049300 | 14047200 | 14045200 | 14043100 | 14041000 | 14038900
KS | 203591 | 219209 | 234517 | 249027 | 262067 | 272726 | 279786 | 280292 | 280211 | 279473 | 278007 | 275738 | 274909 | 274013 | 273048 | 272013 | 270905 | 270606 | 270302 | 269992 | 269678 | 269359 | 269278 | 269196 | 269114 | 269032 | 268950
KY | 1735150 | 1989920 | 2267530 | 2564620 | 2874680 | 3186420 | 3481780 | 3545030 | 3601860 | 3651030 | 3691170 | 3720810 | 3724780 | 3727800 | 3729850 | 3730880 | 3730870 | 3730550 | 3730160 | 3729700 | 3729170 | 3728560 | 3728390 | 3728210 | 3728030 | 3727840 | 3727650
LA | 41643.6 | 99960.2 | 238409 | 564383 | 1324100 | 3071950 | 7025740 | 9207720 | 12042100 | 15712000 | 20446700 | 26530100 | 28489800 | 30586400 | 32828800 | 35226000 | 37787600 | 38473600 | 39171200 | 39880800 | 40602400 | 41336200 | 41522900 | 41710400 | 41898700 | 42087800 | 42277700
ME | 13881.2 | 17882.2 | 22889.2 | 29080.1 | 36614.7 | 45589.4 | 55957.2 | 58819.3 | 61698.2 | 64566.4 | 67391 | 70132.8 | 70783.5 | 71422 | 72047.4 | 72658.6 | 73254.4 | 73398.9 | 73542.2 | 73684.4 | 73825.4 | 73965.3 | 73999.9 | 74034.4 | 74068.9 | 74103.3 | 74137.6
MD | 291505 | 534755 | 974723 | 1763440 | 3161820 | 5606110 | 9798730 | 11548400 | 13582000 | 15936300 | 18649700 | 21761100 | 22653300 | 23576100 | 24530100 | 25515700 | 26533500 | 26796700 | 27062000 | 27329400 | 27598900 | 27870500 | 27939000 | 28007600 | 28076300 | 28145200 | 28214200
MA | 791229 | 848740 | 904617 | 956995 | 1003340 | 1040250 | 1063190 | 1064110 | 1062810 | 1059010 | 1052470 | 1042900 | 1039520 | 1035890 | 1032000 | 1027850 | 1023420 | 1022230 | 1021020 | 1019800 | 1018550 | 1017290 | 1016960 | 1016640 | 1016320 | 1015990 | 1015660
MI | 448826 | 533209 | 629411 | 737438 | 856274 | 983213 | 1112930 | 1143830 | 1173130 | 1200370 | 1225020 | 1246500 | 1250810 | 1254820 | 1258510 | 1261860 | 1264870 | 1265520 | 1266150 | 1266750 | 1267330 | 1267880 | 1268010 | 1268140 | 1268270 | 1268400 | 1268520
MN | 490469 | 702358 | 999362 | 1411370 | 1975410 | 2734120 | 3730480 | 4046400 | 4379880 | 4729750 | 5094170 | 5470590 | 5567020 | 5663720 | 5760580 | 5857510 | 5954410 | 5978600 | 6002790 | 6026950 | 6051090 | 6075210 | 6081240 | 6087260 | 6093280 | 6099300 | 6105320
MS | 212845 | 399288 | 744262 | 1376960 | 2524700 | 4577700 | 8182180 | 9722420 | 11528400 | 13637800 | 16090900 | 18929600 | 19751300 | 20603500 | 21486800 | 22401900 | 23349400 | 23595100 | 23843000 | 24092900 | 24345000 | 24599300 | 24663500 | 24727800 | 24792200 | 24856700 | 24921400
MO | 1036460 | 1293690 | 1604450 | 1975030 | 2409460 | 2906780 | 3456910 | 3601430 | 3744130 | 3883370 | 4017230 | 4143510 | 4172320 | 4200260 | 4227270 | 4253300 | 4278300 | 4284240 | 4290110 | 4295910 | 4301630 | 4307270 | 4308660 | 4310040 | 4311420 | 4312800 | 4314160
MT | 490469 | 526120 | 560757 | 593225 | 621955 | 644833 | 659051 | 659625 | 658815 | 656465 | 652410 | 646478 | 644383 | 642132 | 639721 | 637146 | 634403 | 633665 | 632915 | 632154 | 631382 | 630598 | 630398 | 630198 | 629997 | 629795 | 629593
NE | 4724240 | 5327310 | 5969010 | 6638210 | 7316360 | 7974190 | 8567670 | 8684980 | 8785440 | 8866260 | 8924380 | 8956530 | 8956100 | 8953400 | 8948340 | 8940870 | 8930890 | 8927640 | 8924220 | 8920630 | 8916860 | 8912920 | 8911890 | 8910840 | 8909780 | 8908710 | 8907630
NV | 4007040 | 5138880 | 6548330 | 8282220 | 10381500 | 12868200 | 15724000 | 16507100 | 17292800 | 18073600 | 18840100 | 19581600 | 19756700 | 19928300 | 20096100 | 20259900 | 20419200 | 20457800 | 20496000 | 20533900 | 20571500 | 20608700 | 20617900 | 20627100 | 20636300 | 20645500 | 20654600
NH | 18508.3 | 19853.6 | 21160.6 | 22385.8 | 23470 | 24333.3 | 24869.9 | 24891.5 | 24860.9 | 24772.3 | 24619.2 | 24395.4 | 24316.4 | 24231.4 | 24140.4 | 24043.2 | 23939.7 | 23911.9 | 23883.6 | 23854.9 | 23825.7 | 23796.1 | 23788.6 | 23781.1 | 23773.5 | 23765.9 | 23758.2
NJ | 2531010 | 2981810 | 3490470 | 4055480 | 4669780 | 5317390 | 5968770 | 6120740 | 6263430 | 6394440 | 6511090 | 6610410 | 6629470 | 6646890 | 6662600 | 6676550 | 6688640 | 6691120 | 6693460 | 6695680 | 6697770 | 6699730 | 6700180 | 6700620 | 6701060 | 6701480 | 6701900
NM | 1818440 | 2135160 | 2491030 | 2884580 | 3310410 | 3756890 | 4203010 | 4306160 | 4402600 | 4490660 | 4568480 | 4634010 | 4646310 | 4657450 | 4667400 | 4676100 | 4683500 | 4684970 | 4686340 | 4687630 | 4688820 | 4689920 | 4690170 | 4690410 | 4690650 | 4690880 | 4691100
NY | 5020370 | 5675730 | 6375670 | 7108590 | 7108590 | 8582990 | 9245370 | 9378190 | 9492970 | 9586650 | 9655900 | 9697110 | 9698270 | 9696970 | 9693120 | 9686650 | 9677460 | 9674350 | 9671040 | 9667560 | 9663880 | 9660020 | 9658990 | 9657960 | 9656910 | 9655850 | 9654780
NC | 3451790 | 4310130 | 5347540 | 6585240 | 8036830 | 9699430 | 11539600 | 12023300 | 12501100 | 12967400 | 13415900 | 13839100 | 13935700 | 14029400 | 14120000 | 14207400 | 14291300 | 14311200 | 14330900 | 14350400 | 14369600 | 14388600 | 14393200 | 14397900 | 14402500 | 14407100 | 14411700
ND | 2961320 | 3283050 | 3616490 | 3954130 | 4284600 | 4591100 | 4849620 | 4894520 | 4929480 | 4953060 | 4963710 | 4959800 | 4954080 | 4947120 | 4938870 | 4929290 | 4918360 | 4915210 | 4911960 | 4908630 | 4905200 | 4901670 | 4900760 | 4899850 | 4898930 | 4898000 | 4897060
OH | 9735350 | 12098400 | 14938900 | 18309100 | 22238700 | 26711600 | 31628200 | 32910300 | 34172500 | 35400000 | 36575500 | 37679300 | 37929300 | 38171200 | 38404700 | 38629000 | 38843800 | 38894700 | 38944900 | 38994400 | 39043200 | 39091300 | 39103200 | 39115000 | 39126700 | 39138400 | 39150000
OK | 3447170 | 3895230 | 4373430 | 4873770 | 5382750 | 5878820 | 6329380 | 6419480 | 6497210 | 6560490 | 6607020 | 6634370 | 6634950 | 6633850 | 6631000 | 6626350 | 6619850 | 6617670 | 6615360 | 6612920 | 6610350 | 6607650 | 6606940 | 6606220 | 6605490 | 6604750 | 6604000
OR | 13797900 | 15297400 | 16851600 | 18425500 | 19966100 | 21395000 | 22600500 | 22809900 | 22973000 | 23083100 | 23132900 | 23114900 | 23088300 | 23055900 | 23017500 | 22972900 | 22922000 | 22907300 | 22892200 | 22876600 | 22860700 | 22844300 | 22840000 | 22835800 | 22831500 | 22827100 | 22822800
PA | 2919680 | 4015270 | 5486700 | 7441530 | 10002500 | 13295400 | 17421300 | 18666000 | 19957700 | 21288800 | 22649100 | 24025800 | 24370100 | 24713000 | 25054300 | 25393300 | 25729700 | 25813000 | 25896100 | 25979000 | 26061600 | 26143900 | 26164400 | 26184900 | 26205400 | 26225900 | 26246400
RI | 13881.2 | 14890.2 | 15870.5 | 16789.4 | 17602.5 | 18250 | 18652.4 | 18668.6 | 18645.7 | 18579.2 | 18464.4 | 18296.5 | 18237.3 | 18173.6 | 18105.3 | 18032.4 | 17954.8 | 17933.9 | 17912.7 | 17891.2 | 17869.3 | 17847.1 | 17841.5 | 17835.8 | 17830.1 | 17824.4 | 17818.7
SC | 2549510 | 3269960 | 4167210 | 5271110 | 6607760 | 8191340 | 10010100 | 10508900 | 11009500 | 11506900 | 11995200 | 12467600 | 12579200 | 12688500 | 12795500 | 12899800 | 13001400 | 13025900 | 13050300 | 13074500 | 13098400 | 13122100 | 13128000 | 13133900 | 13139700 | 13145600 | 13151400
SD | 138812 | 149718 | 160449 | 170669 | 179915 | 187555 | 192741 | 193173 | 193201 | 192775 | 191847 | 190363 | 189811 | 189213 | 188567 | 187872 | 187128 | 186926 | 186721 | 186512 | 186300 | 186085 | 186030 | 185975 | 185919 | 185864 | 185808
TN | 3493440 | 4066570 | 4703500 | 5399680 | 6143430 | 6911970 | 7666130 | 7836200 | 7993250 | 8134360 | 8256270 | 8355420 | 8372690 | 8387850 | 8400850 | 8411570 | 8419960 | 8421350 | 8422580 | 8423650 | 8424560 | 8425300 | 8425430 | 8425560 | 8425670 | 8425780 | 8425870
TX | 33847000 | 40481100 | 48106200 | 56742100 | 66329100 | 76674500 | 87374000 | 89963400 | 92435300 | 94752700 | 96873800 | 98751800 | 99139000 | 99502500 | 99841100 | 100154000 | 100439000 | 100502000 | 100564000 | 100623000 | 100681000 | 100736000 | 100750000 | 100763000 | 100776000 | 100789000 | 100802000
UT | 2299650 | 2706530 | 3165040 | 3673680 | 4225890 | 4807100 | 5390540 | 5526310 | 5653620 | 5770310 | 5873990 | 5961990 | 5978770 | 5994070 | 6007830 | 6019980 | 6030480 | 6032600 | 6034620 | 6036510 | 6038290 | 6039950 | 6040330 | 6040710 | 6041070 | 6041430 | 6041780
VT | 9254.14 | 9926.78 | 10580.3 | 11192.9 | 11735 | 12166.7 | 12434.9 | 12445.8 | 12430.5 | 12386.1 | 12309.6 | 12197.7 | 12158.2 | 12115.7 | 12070.2 | 12021.6 | 11969.9 | 11955.9 | 11941.8 | 11927.4 | 11912.9 | 11898.1 | 11894.3 | 11890.5 | 11886.7 | 11882.9 | 11879.1
VA | 29460500 | 38950800 | 51169300 | 66720200 | 86218400 | 110177000 | 138792000 | 146989000 | 155344000 | 163788000 | 172240000 | 180596000 | 182627000 | 184634000 | 186615000 | 188565000 | 190482000 | 190951000 | 191419000 | 191883000 | 192345000 | 192804000 | 192918000 | 193032000 | 193146000 | 193259000 | 193373000
WA | 5381280 | 5879050 | 6381850 | 6876070 | 7342260 | 7752950 | 8070270 | 8114590 | 8142060 | 8150480 | 8137540 | 8100790 | 8083870 | 8064930 | 8043920 | 8020790 | 7995480 | 7988480 | 7981330 | 7974040 | 7966590 | 7959000 | 7957050 | 7955100 | 7953140 | 7951160 | 7949180
WV | 0 | 0 | 0 | 0 | 0 | 0 | 0 | 0 | 0 | 0 | 0 | 0 | 0 | 0 | 0 | 0 | 0 | 0 | 0 | 0 | 0 | 0 | 0 | 0 | 0 | 0 | 0
WI | 384047 | 537400 | 747186 | 1031130 | 1410250 | 1907320 | 2542940 | 2738900 | 2943770 | 3156560 | 3375870 | 3599810 | 3656430 | 3713000 | 3769450 | 3825730 | 3881750 | 3895680 | 3909580 | 3923460 | 3937310 | 3951130 | 3954580 | 3958030 | 3961470 | 3964910 | 3968350
WY | 1577830 | 1939860 | 2369730 | 2873300 | 3452690 | 4102830 | 4806100 | 4986030 | 5161840 | 5331350 | 5491990 | 5640880 | 5673960 | 5705780 | 5736280 | 5765370 | 5792980 | 5799450 | 5805820 | 5812080 | 5818230 | 5824280 | 5825760 | 5827230 | 5828700 | 5830160 | 5831610
Provenance: <state-eps-data>/<ST>/bldgs/BDCL/BDCL-mid.csv for the 48 CONUS states, pasted as values on 2026-09-09 from C:\Users\RobbieOrvis\Models\state-eps-data-repository. Units MWh/yr (the EPS BDCL input, Medium scenario). Shape is fixed at 48 states x 2024-2050; Calcs section 9 addresses it by position.

## SYSHECF_NGCC_states
state_abbr | timeslice | Hour0 | Hour1 | Hour2 | Hour3 | Hour4 | Hour5 | Hour6 | Hour7 | Hour8 | Hour9 | Hour10 | Hour11 | Hour12 | Hour13 | Hour14 | Hour15 | Hour16 | Hour17 | Hour18 | Hour19 | Hour20 | Hour21 | Hour22 | Hour23 | days_per_timeslice
AL | Winter | 0.65471 | 0.64764 | 0.64897 | 0.66481 | 0.71814 | 0.75053 | 0.74785 | 0.73186 | 0.7138 | 0.71629 | 0.72279 | 0.70848 | 0.68951 | 0.67874 | 0.70468 | 0.7719 | 0.79055 | 0.79657 | 0.79305 | 0.79071 | 0.7861 | 0.76097 | 0.71738 | 0.67853 | 37
AL | Spring | 0.46532 | 0.45794 | 0.46158 | 0.48338 | 0.51577 | 0.53499 | 0.5165 | 0.4932 | 0.49654 | 0.51414 | 0.53358 | 0.54571 | 0.55119 | 0.55958 | 0.58641 | 0.66382 | 0.73202 | 0.74515 | 0.74362 | 0.74231 | 0.70225 | 0.58307 | 0.51752 | 0.47679 | 145
AL | Summer | 0.459 | 0.44833 | 0.45019 | 0.46328 | 0.49194 | 0.5048 | 0.48545 | 0.47983 | 0.48834 | 0.51238 | 0.53365 | 0.55089 | 0.55322 | 0.5579 | 0.5744 | 0.64933 | 0.69812 | 0.70605 | 0.71168 | 0.70374 | 0.68327 | 0.60269 | 0.51501 | 0.47838 | 70
AL | Fall | 0.50031 | 0.48848 | 0.48837 | 0.4964 | 0.52184 | 0.52265 | 0.51905 | 0.5475 | 0.58497 | 0.6409 | 0.68858 | 0.71881 | 0.73705 | 0.74691 | 0.75961 | 0.78315 | 0.79387 | 0.79564 | 0.79369 | 0.79297 | 0.77861 | 0.71061 | 0.59764 | 0.54411 | 96
AL | Summer Peak | 0.48094 | 0.46876 | 0.46401 | 0.46641 | 0.47502 | 0.46522 | 0.4717 | 0.54081 | 0.59793 | 0.69974 | 0.76745 | 0.79477 | 0.79744 | 0.79744 | 0.79744 | 0.79744 | 0.8001 | 0.80543 | 0.79811 | 0.79685 | 0.79678 | 0.76475 | 0.6214 | 0.52241 | 14
AL | Winter Peak | 0.62368 | 0.61893 | 0.63728 | 0.70923 | 0.76903 | 0.79678 | 0.79678 | 0.78742 | 0.73257 | 0.71292 | 0.70273 | 0.69369 | 0.6855 | 0.66942 | 0.71418 | 0.77807 | 0.79678 | 0.79988 | 0.79678 | 0.79678 | 0.79678 | 0.77807 | 0.71827 | 0.70153 | 3
AZ | Winter | 0.54 | 0.54 | 0.54 | 0.54 | 0.54 | 0.54 | 0.54 | 0.54 | 0.54 | 0.54 | 0.54 | 0.54 | 0.54 | 0.54 | 0.54 | 0.54 | 0.54 | 0.54 | 0.54 | 0.54 | 0.54 | 0.54 | 0.54 | 0.54 | 118
AZ | Spring | 0.54 | 0.54 | 0.54 | 0.54 | 0.54 | 0.54 | 0.54 | 0.54 | 0.54 | 0.54 | 0.54 | 0.54 | 0.54 | 0.54 | 0.54 | 0.54 | 0.54 | 0.54 | 0.54 | 0.54 | 0.54 | 0.54 | 0.54 | 0.54 | 84
AZ | Summer | 0.54 | 0.54 | 0.54 | 0.54 | 0.54 | 0.54 | 0.54 | 0.54 | 0.54 | 0.54 | 0.54 | 0.54 | 0.54 | 0.54 | 0.54 | 0.54 | 0.54 | 0.54 | 0.54 | 0.54 | 0.54 | 0.54 | 0.54 | 0.54 | 30
AZ | Fall | 0.54 | 0.54 | 0.54 | 0.54 | 0.54 | 0.54 | 0.54 | 0.54 | 0.54 | 0.54 | 0.54 | 0.54 | 0.54 | 0.54 | 0.54 | 0.54 | 0.54 | 0.54 | 0.54 | 0.54 | 0.54 | 0.54 | 0.54 | 0.54 | 83
AZ | Summer Peak | 0.54 | 0.54 | 0.54 | 0.54 | 0.54 | 0.54 | 0.54 | 0.54 | 0.54 | 0.54 | 0.54 | 0.54 | 0.54 | 0.54 | 0.54 | 0.54 | 0.54 | 0.54 | 0.54 | 0.54 | 0.54 | 0.54 | 0.54 | 0.54 | 18
AZ | Winter Peak | 0.54 | 0.54 | 0.54 | 0.54 | 0.54 | 0.54 | 0.54 | 0.54 | 0.54 | 0.54 | 0.54 | 0.54 | 0.54 | 0.54 | 0.54 | 0.54 | 0.54 | 0.54 | 0.54 | 0.54 | 0.54 | 0.54 | 0.54 | 0.54 | 32
AR | Winter | 0.45251 | 0.44986 | 0.45147 | 0.45366 | 0.49382 | 0.56338 | 0.56227 | 0.54478 | 0.52499 | 0.51999 | 0.51303 | 0.50525 | 0.49891 | 0.4898 | 0.5012 | 0.57371 | 0.62377 | 0.63476 | 0.64199 | 0.63811 | 0.62277 | 0.55766 | 0.50175 | 0.44533 | 35
AR | Spring | 0.49226 | 0.48899 | 0.48981 | 0.49208 | 0.51122 | 0.53089 | 0.53305 | 0.53082 | 0.53745 | 0.58664 | 0.62996 | 0.6784 | 0.70944 | 0.72288 | 0.74594 | 0.77865 | 0.81352 | 0.83573 | 0.83419 | 0.81525 | 0.75331 | 0.62763 | 0.53547 | 0.50802 | 92
AR | Summer | 0.39139 | 0.39045 | 0.39305 | 0.39601 | 0.42191 | 0.45175 | 0.44501 | 0.4221 | 0.43106 | 0.44185 | 0.45291 | 0.4595 | 0.45479 | 0.45998 | 0.48305 | 0.51413 | 0.53325 | 0.55041 | 0.54431 | 0.53533 | 0.50689 | 0.47788 | 0.42923 | 0.40407 | 56
AR | Fall | 0.43821 | 0.4379 | 0.4393 | 0.44858 | 0.47101 | 0.50653 | 0.49583 | 0.48304 | 0.48574 | 0.50686 | 0.52906 | 0.55339 | 0.56057 | 0.56863 | 0.58122 | 0.6116 | 0.64462 | 0.65849 | 0.66472 | 0.65382 | 0.61564 | 0.55307 | 0.47388 | 0.4511 | 146
AR | Summer Peak | 0.46877 | 0.46877 | 0.46877 | 0.46877 | 0.46877 | 0.47305 | 0.46877 | 0.47934 | 0.49641 | 0.56389 | 0.67004 | 0.78554 | 0.87483 | 0.89034 | 0.89686 | 0.90379 | 0.92285 | 0.92179 | 0.92865 | 0.91384 | 0.87552 | 0.61559 | 0.49787 | 0.48377 | 20
AR | Winter Peak | 0.61615 | 0.61238 | 0.62556 | 0.64407 | 0.71831 | 0.81578 | 0.8438 | 0.80559 | 0.70348 | 0.70712 | 0.70377 | 0.68589 | 0.6569 | 0.63552 | 0.65657 | 0.772 | 0.88265 | 0.88943 | 0.90257 | 0.88922 | 0.88387 | 0.81774 | 0.74135 | 0.67976 | 16
CA | Winter | 0.41932 | 0.41647 | 0.4155 | 0.41571 | 0.4144 | 0.35677 | 0.27997 | 0.24215 | 0.23662 | 0.23806 | 0.24085 | 0.24123 | 0.24266 | 0.2398 | 0.24625 | 0.28959 | 0.39096 | 0.43157 | 0.44154 | 0.43801 | 0.4338 | 0.42616 | 0.41886 | 0.41309 | 118
CA | Spring | 0.4076 | 0.40622 | 0.40409 | 0.40532 | 0.40865 | 0.40507 | 0.34878 | 0.26509 | 0.23944 | 0.24046 | 0.24229 | 0.24344 | 0.24459 | 0.23983 | 0.24864 | 0.35384 | 0.42455 | 0.43455 | 0.43474 | 0.43026 | 0.42586 | 0.42219 | 0.41691 | 0.4125 | 82
CA | Summer | 0.48696 | 0.47902 | 0.47428 | 0.47264 | 0.47641 | 0.39768 | 0.31215 | 0.29714 | 0.29954 | 0.3113 | 0.32595 | 0.33144 | 0.34092 | 0.34645 | 0.36604 | 0.43217 | 0.49973 | 0.54409 | 0.57395 | 0.5618 | 0.55111 | 0.5458 | 0.52243 | 0.50617 | 96
CA | Fall | 0.36401 | 0.35747 | 0.35402 | 0.35534 | 0.36364 | 0.36781 | 0.35645 | 0.29256 | 0.26398 | 0.26122 | 0.26236 | 0.264 | 0.26845 | 0.27051 | 0.28712 | 0.37122 | 0.3963 | 0.39789 | 0.3982 | 0.39439 | 0.3928 | 0.38505 | 0.37654 | 0.36635 | 35
CA | Summer Peak | 0.55621 | 0.55389 | 0.54703 | 0.54524 | 0.54396 | 0.4617 | 0.36101 | 0.35969 | 0.37311 | 0.40167 | 0.42828 | 0.4404 | 0.46825 | 0.48461 | 0.5113 | 0.55325 | 0.63485 | 0.67792 | 0.70037 | 0.67385 | 0.65924 | 0.6487 | 0.60799 | 0.57944 | 18
CA | Winter Peak | 0.32188 | 0.31947 | 0.3193 | 0.32027 | 0.32617 | 0.33258 | 0.32977 | 0.23143 | 0.19732 | 0.198 | 0.19808 | 0.19808 | 0.19808 | 0.18944 | 0.21346 | 0.3348 | 0.35468 | 0.36257 | 0.36394 | 0.35876 | 0.35639 | 0.3594 | 0.35246 | 0.34516 | 16
CO | Winter | 0.41067 | 0.40504 | 0.40152 | 0.40069 | 0.40208 | 0.41076 | 0.40422 | 0.35402 | 0.31241 | 0.29747 | 0.30194 | 0.30169 | 0.30118 | 0.30085 | 0.29169 | 0.30761 | 0.36764 | 0.41838 | 0.43536 | 0.44314 | 0.443 | 0.4371 | 0.41638 | 0.40627 | 69
CO | Spring | 0.49698 | 0.4893 | 0.4855 | 0.48232 | 0.48565 | 0.48939 | 0.47843 | 0.43818 | 0.40272 | 0.39338 | 0.39806 | 0.40012 | 0.40012 | 0.40246 | 0.39875 | 0.42464 | 0.4976 | 0.53767 | 0.55055 | 0.56183 | 0.55841 | 0.54131 | 0.51564 | 0.49465 | 120
CO | Summer | 0.51403 | 0.50956 | 0.50806 | 0.50918 | 0.50916 | 0.50806 | 0.49578 | 0.44248 | 0.40082 | 0.40265 | 0.41253 | 0.41927 | 0.42283 | 0.42317 | 0.42106 | 0.45149 | 0.53703 | 0.57449 | 0.59493 | 0.60136 | 0.59687 | 0.5921 | 0.57822 | 0.54339 | 71
CO | Fall | 0.62412 | 0.61982 | 0.61554 | 0.61253 | 0.61925 | 0.62187 | 0.60794 | 0.56249 | 0.53165 | 0.52696 | 0.53917 | 0.54608 | 0.54602 | 0.54503 | 0.54216 | 0.57294 | 0.64877 | 0.67978 | 0.68868 | 0.69289 | 0.68992 | 0.68356 | 0.66937 | 0.64438 | 86
CO | Summer Peak | 0.34187 | 0.29741 | 0.29696 | 0.29696 | 0.29696 | 0.29696 | 0.28591 | 0.28591 | 0.28591 | 0.28591 | 0.28591 | 0.28591 | 0.28591 | 0.28591 | 0.28591 | 0.28591 | 0.33082 | 0.37573 | 0.44767 | 0.51773 | 0.51773 | 0.51773 | 0.51773 | 0.45684 | 3
CO | Winter Peak | 0.82072 | 0.82072 | 0.82151 | 0.82448 | 0.82535 | 0.83505 | 0.83893 | 0.81684 | 0.76961 | 0.71981 | 0.72025 | 0.72488 | 0.72625 | 0.72836 | 0.70632 | 0.77012 | 0.85206 | 0.85206 | 0.85206 | 0.85206 | 0.85206 | 0.85206 | 0.85206 | 0.84429 | 16
CT | Winter | 0.78477 | 0.75849 | 0.75023 | 0.75171 | 0.75073 | 0.77444 | 0.82479 | 0.84043 | 0.82248 | 0.82163 | 0.83305 | 0.83551 | 0.82826 | 0.81313 | 0.81913 | 0.85479 | 0.91704 | 0.95871 | 0.96175 | 0.96175 | 0.95685 | 0.93986 | 0.89463 | 0.843 | 65
CT | Spring | 0.62934 | 0.6158 | 0.611 | 0.61008 | 0.61765 | 0.64693 | 0.65402 | 0.64051 | 0.62527 | 0.63055 | 0.63897 | 0.64279 | 0.64857 | 0.63749 | 0.64829 | 0.69327 | 0.79016 | 0.85979 | 0.87272 | 0.87142 | 0.87631 | 0.84907 | 0.77735 | 0.69087 | 64
CT | Summer | 0.52215 | 0.49317 | 0.46989 | 0.46382 | 0.46551 | 0.46934 | 0.44868 | 0.46013 | 0.47208 | 0.49274 | 0.51533 | 0.54702 | 0.57503 | 0.58358 | 0.5997 | 0.62554 | 0.71333 | 0.76924 | 0.78041 | 0.77443 | 0.76777 | 0.75101 | 0.67376 | 0.57222 | 56
CT | Fall | 0.59633 | 0.56406 | 0.54586 | 0.5383 | 0.53388 | 0.53505 | 0.52969 | 0.55453 | 0.58076 | 0.61449 | 0.66249 | 0.69466 | 0.71446 | 0.72873 | 0.74693 | 0.77291 | 0.81439 | 0.84617 | 0.85093 | 0.8512 | 0.84565 | 0.83197 | 0.77743 | 0.66187 | 159
CT | Summer Peak | 0.7311 | 0.69806 | 0.67693 | 0.6431 | 0.63537 | 0.62498 | 0.58137 | 0.61836 | 0.66353 | 0.72032 | 0.81295 | 0.88523 | 0.89228 | 0.91378 | 0.93571 | 0.94016 | 0.94482 | 0.94482 | 0.94482 | 0.94482 | 0.93382 | 0.92841 | 0.89765 | 0.79248 | 14
CT | Winter Peak | 0.85315 | 0.81595 | 0.80582 | 0.80582 | 0.80582 | 0.84659 | 0.89184 | 0.9168 | 0.92472 | 0.92583 | 0.91975 | 0.93276 | 0.92929 | 0.9121 | 0.9121 | 0.95022 | 0.979 | 0.979 | 0.979 | 0.979 | 0.979 | 0.97156 | 0.95022 | 0.91656 | 7
DE | Winter | 0.36593 | 0.3541 | 0.34696 | 0.3503 | 0.35253 | 0.3972 | 0.47357 | 0.48001 | 0.45441 | 0.43255 | 0.43331 | 0.42636 | 0.41944 | 0.40325 | 0.40051 | 0.4301 | 0.50716 | 0.5151 | 0.51489 | 0.5154 | 0.5155 | 0.51127 | 0.48339 | 0.42085 | 52
DE | Spring | 0.27663 | 0.26038 | 0.25769 | 0.25888 | 0.2726 | 0.30012 | 0.32921 | 0.3241 | 0.29956 | 0.27714 | 0.2748 | 0.27002 | 0.25944 | 0.24223 | 0.24637 | 0.27848 | 0.33122 | 0.34991 | 0.35529 | 0.35597 | 0.35628 | 0.34807 | 0.32125 | 0.29294 | 68
DE | Summer | 0.10116 | 0.099171 | 0.098201 | 0.099398 | 0.10116 | 0.10293 | 0.10562 | 0.1033 | 0.10431 | 0.10287 | 0.10644 | 0.10767 | 0.1075 | 0.10717 | 0.10953 | 0.11871 | 0.12621 | 0.13333 | 0.13515 | 0.13515 | 0.12613 | 0.12018 | 0.10777 | 0.10135 | 94
DE | Fall | 0.14787 | 0.14448 | 0.14486 | 0.14528 | 0.1473 | 0.15397 | 0.16254 | 0.16347 | 0.15977 | 0.1591 | 0.16191 | 0.16842 | 0.17351 | 0.17223 | 0.18055 | 0.19843 | 0.20943 | 0.22273 | 0.23148 | 0.22804 | 0.21562 | 0.20244 | 0.18178 | 0.16796 | 120
DE | Summer Peak | 0.10086 | 0.10086 | 0.10086 | 0.10086 | 0.10086 | 0.10086 | 0.10086 | 0.10086 | 0.10086 | 0.1027 | 0.12297 | 0.13403 | 0.14626 | 0.16801 | 0.19231 | 0.22237 | 0.23036 | 0.25878 | 0.26207 | 0.2585 | 0.20621 | 0.16683 | 0.13159 | 0.11285 | 30
DE | Winter Peak | 0.32436 | 0.32436 | 0.32436 | 0.32436 | 0.39207 | 0.52758 | 0.52758 | 0.52758 | 0.52758 | 0.52758 | 0.40019 | 0.39818 | 0.39207 | 0.32436 | 0.32436 | 0.52758 | 0.52758 | 0.53812 | 0.53812 | 0.53812 | 0.53812 | 0.52758 | 0.52758 | 0.52758 | 1
FL | Winter | 0.39773 | 0.37477 | 0.37077 | 0.37738 | 0.41345 | 0.47492 | 0.4645 | 0.37869 | 0.33842 | 0.33689 | 0.34499 | 0.35568 | 0.36921 | 0.37688 | 0.38856 | 0.41224 | 0.50419 | 0.64023 | 0.68578 | 0.68732 | 0.66388 | 0.60163 | 0.53427 | 0.45749 | 68
FL | Spring | 0.45361 | 0.42915 | 0.41993 | 0.42548 | 0.45727 | 0.5144 | 0.51188 | 0.44302 | 0.39296 | 0.40442 | 0.42626 | 0.45117 | 0.47138 | 0.4847 | 0.50158 | 0.5307 | 0.62121 | 0.71014 | 0.73266 | 0.73277 | 0.70219 | 0.65117 | 0.57854 | 0.50167 | 90
FL | Summer | 0.51931 | 0.49125 | 0.47948 | 0.48011 | 0.50658 | 0.54624 | 0.5347 | 0.50199 | 0.48544 | 0.50393 | 0.53026 | 0.55989 | 0.58256 | 0.59934 | 0.62242 | 0.65701 | 0.71868 | 0.78337 | 0.79706 | 0.79415 | 0.77088 | 0.7241 | 0.64397 | 0.56907 | 95
FL | Fall | 0.66826 | 0.63633 | 0.61731 | 0.61867 | 0.64934 | 0.68102 | 0.6373 | 0.59768 | 0.61259 | 0.65706 | 0.70685 | 0.76737 | 0.81289 | 0.84203 | 0.87214 | 0.90313 | 0.9413 | 0.97855 | 0.98767 | 0.98967 | 0.96748 | 0.90168 | 0.79689 | 0.71809 | 85
FL | Summer Peak | 0.71573 | 0.66866 | 0.64109 | 0.64126 | 0.65795 | 0.67949 | 0.63751 | 0.64982 | 0.70708 | 0.74746 | 0.76583 | 0.81756 | 0.87465 | 0.94169 | 0.98367 | 1 | 1 | 1 | 1 | 1 | 1 | 0.97849 | 0.81028 | 0.74534 | 8
FL | Winter Peak | 0.36531 | 0.35439 | 0.35568 | 0.36552 | 0.40211 | 0.47977 | 0.52325 | 0.50994 | 0.36567 | 0.32016 | 0.31405 | 0.31459 | 0.31334 | 0.3097 | 0.30885 | 0.32735 | 0.48548 | 0.59199 | 0.59943 | 0.59589 | 0.57322 | 0.52962 | 0.4846 | 0.40932 | 19
GA | Winter | 0.4885 | 0.46896 | 0.4649 | 0.4684 | 0.49701 | 0.57929 | 0.58577 | 0.53211 | 0.50561 | 0.51052 | 0.52712 | 0.54592 | 0.56108 | 0.5684 | 0.58414 | 0.62207 | 0.72602 | 0.87363 | 0.92157 | 0.92475 | 0.91892 | 0.81367 | 0.67473 | 0.58636 | 64
GA | Spring | 0.81476 | 0.74282 | 0.69769 | 0.69097 | 0.70209 | 0.73459 | 0.71098 | 0.71341 | 0.8105 | 0.88967 | 0.9624 | 0.99684 | 1 | 1 | 1 | 1 | 1 | 1 | 1 | 1 | 1 | 1 | 0.99556 | 0.90662 | 65
GA | Summer | 0.61255 | 0.58916 | 0.57199 | 0.56994 | 0.58586 | 0.64091 | 0.65246 | 0.6389 | 0.6364 | 0.65944 | 0.70376 | 0.73238 | 0.75018 | 0.75883 | 0.7672 | 0.78375 | 0.84074 | 0.94584 | 0.95873 | 0.96104 | 0.93904 | 0.88386 | 0.79527 | 0.71628 | 116
GA | Fall | 0.52511 | 0.49812 | 0.48936 | 0.49124 | 0.51488 | 0.59089 | 0.59966 | 0.57655 | 0.55402 | 0.56148 | 0.60125 | 0.62119 | 0.63523 | 0.6418 | 0.65386 | 0.67754 | 0.75877 | 0.87934 | 0.89102 | 0.89127 | 0.87052 | 0.80713 | 0.67815 | 0.59349 | 74
GA | Summer Peak | 0.80696 | 0.74159 | 0.70519 | 0.70258 | 0.70526 | 0.73122 | 0.70049 | 0.72462 | 0.80113 | 0.94207 | 1 | 1 | 1 | 1 | 1 | 1 | 1 | 1 | 1 | 1 | 1 | 1 | 1 | 0.92974 | 9
GA | Winter Peak | 0.43991 | 0.43167 | 0.43208 | 0.43568 | 0.45299 | 0.52965 | 0.59451 | 0.59281 | 0.49819 | 0.44609 | 0.43827 | 0.43579 | 0.43066 | 0.41263 | 0.40952 | 0.42645 | 0.52468 | 0.78707 | 0.79962 | 0.79501 | 0.74974 | 0.64082 | 0.5473 | 0.4858 | 37
ID | Winter | 0.77436 | 0.77436 | 0.77436 | 0.77436 | 0.77436 | 0.76951 | 0.70402 | 0.57729 | 0.5663 | 0.5935 | 0.65806 | 0.68152 | 0.68152 | 0.69149 | 0.69224 | 0.70397 | 0.7576 | 0.79863 | 0.82686 | 0.84435 | 0.83924 | 0.82007 | 0.81036 | 0.78124 | 55
ID | Spring | 0.76658 | 0.76216 | 0.76033 | 0.75796 | 0.75926 | 0.7611 | 0.72757 | 0.65319 | 0.58187 | 0.58553 | 0.5988 | 0.60764 | 0.61267 | 0.61358 | 0.60474 | 0.64202 | 0.68703 | 0.79446 | 0.8062 | 0.80254 | 0.79888 | 0.79156 | 0.79156 | 0.78349 | 73
ID | Summer | 0.78243 | 0.77462 | 0.76215 | 0.76215 | 0.76215 | 0.76891 | 0.76412 | 0.62753 | 0.56118 | 0.56284 | 0.5732 | 0.57318 | 0.5691 | 0.56163 | 0.56501 | 0.57515 | 0.66453 | 0.77693 | 0.78102 | 0.7851 | 0.7851 | 0.7851 | 0.77764 | 0.76947 | 79
ID | Fall | 0.85541 | 0.85326 | 0.84465 | 0.83388 | 0.83399 | 0.84465 | 0.82552 | 0.72569 | 0.65081 | 0.6589 | 0.67662 | 0.69151 | 0.69505 | 0.69332 | 0.69133 | 0.72729 | 0.83524 | 0.88816 | 0.89272 | 0.89458 | 0.89152 | 0.87999 | 0.85585 | 0.85155 | 124
ID | Summer Peak | 0.82335 | 0.82335 | 0.82335 | 0.82335 | 0.82335 | 0.82335 | 0.76956 | 0.58127 | 0.63507 | 0.63507 | 0.71577 | 0.79646 | 0.79646 | 0.79646 | 0.79646 | 0.82335 | 0.84561 | 0.8901 | 0.86786 | 0.91239 | 0.93078 | 0.92973 | 0.91239 | 0.89015 | 12
ID | Winter Peak | 0.69378 | 0.69378 | 0.69378 | 0.67912 | 0.69378 | 0.69378 | 0.69378 | 0.69378 | 0.64979 | 0.62046 | 0.59113 | 0.59113 | 0.59113 | 0.57647 | 0.56181 | 0.6058 | 0.69378 | 0.69378 | 0.69378 | 0.69378 | 0.69378 | 0.69378 | 0.70592 | 0.70592 | 22
IL | Winter | 0.44294 | 0.43076 | 0.4253 | 0.43369 | 0.46059 | 0.49 | 0.50267 | 0.50787 | 0.51667 | 0.52537 | 0.53122 | 0.53431 | 0.53563 | 0.5356 | 0.54361 | 0.55927 | 0.58189 | 0.5868 | 0.5888 | 0.5866 | 0.57648 | 0.54703 | 0.51356 | 0.47881 | 90
IL | Spring | 0.49772 | 0.48885 | 0.48451 | 0.4922 | 0.50687 | 0.51569 | 0.53293 | 0.5414 | 0.55234 | 0.56324 | 0.57 | 0.57667 | 0.57602 | 0.57714 | 0.57889 | 0.59498 | 0.60505 | 0.60816 | 0.6096 | 0.60698 | 0.59792 | 0.57536 | 0.53653 | 0.50932 | 112
IL | Summer | 0.43753 | 0.41978 | 0.41835 | 0.42313 | 0.45119 | 0.4827 | 0.49654 | 0.51244 | 0.52855 | 0.5438 | 0.553 | 0.55806 | 0.55386 | 0.54879 | 0.55706 | 0.57378 | 0.59552 | 0.59393 | 0.5976 | 0.59441 | 0.57613 | 0.55431 | 0.51683 | 0.4801 | 72
IL | Fall | 0.5009 | 0.48678 | 0.48314 | 0.48809 | 0.501 | 0.50248 | 0.52373 | 0.54183 | 0.55277 | 0.57043 | 0.58118 | 0.58992 | 0.59312 | 0.5957 | 0.6006 | 0.61315 | 0.6203 | 0.61984 | 0.61963 | 0.61775 | 0.60477 | 0.57489 | 0.55029 | 0.51449 | 79
IL | Summer Peak | 0.47371 | 0.45725 | 0.45449 | 0.45449 | 0.462 | 0.44053 | 0.47308 | 0.48438 | 0.53346 | 0.57204 | 0.59309 | 0.59309 | 0.59693 | 0.59885 | 0.59885 | 0.59885 | 0.60261 | 0.61204 | 0.61012 | 0.6082 | 0.60437 | 0.59309 | 0.56297 | 0.50275 | 6
IL | Winter Peak | 0.58179 | 0.58179 | 0.58179 | 0.59309 | 0.6044 | 0.61567 | 0.62698 | 0.62698 | 0.62698 | 0.62698 | 0.62698 | 0.62698 | 0.62698 | 0.61567 | 0.62083 | 0.62698 | 0.62698 | 0.62698 | 0.62698 | 0.62698 | 0.62698 | 0.61567 | 0.59309 | 0.58179 | 6
IN | Winter | 0.85974 | 0.85703 | 0.85703 | 0.85571 | 0.85774 | 0.86919 | 0.8829 | 0.87883 | 0.87523 | 0.8716 | 0.87894 | 0.87755 | 0.87755 | 0.87755 | 0.87619 | 0.87619 | 0.89184 | 0.91761 | 0.93413 | 0.92364 | 0.91096 | 0.89491 | 0.88067 | 0.86581 | 39
IN | Spring | 0.81853 | 0.7807 | 0.76441 | 0.76259 | 0.77775 | 0.80221 | 0.79976 | 0.80546 | 0.82547 | 0.83929 | 0.85772 | 0.8673 | 0.87292 | 0.87756 | 0.88027 | 0.88449 | 0.90769 | 0.92528 | 0.93843 | 0.92615 | 0.92293 | 0.91297 | 0.89526 | 0.86367 | 100
IN | Summer | 0.8358 | 0.81617 | 0.80595 | 0.80388 | 0.80427 | 0.8097 | 0.81251 | 0.81084 | 0.83223 | 0.84927 | 0.87251 | 0.8891 | 0.89341 | 0.89886 | 0.89944 | 0.903 | 0.91593 | 0.93721 | 0.95062 | 0.93576 | 0.92933 | 0.91052 | 0.88673 | 0.84928 | 79
IN | Fall | 0.82499 | 0.79343 | 0.78 | 0.78182 | 0.79691 | 0.81323 | 0.80177 | 0.80379 | 0.81802 | 0.83259 | 0.8509 | 0.85996 | 0.85878 | 0.8602 | 0.86103 | 0.86635 | 0.8741 | 0.88414 | 0.8918 | 0.88914 | 0.88038 | 0.87353 | 0.85879 | 0.84425 | 117
IN | Summer Peak | 0.76131 | 0.70204 | 0.65495 | 0.63327 | 0.63707 | 0.65648 | 0.63933 | 0.689 | 0.78223 | 0.84362 | 0.87934 | 0.91886 | 0.94052 | 0.95184 | 0.9727 | 0.97382 | 0.98414 | 0.99559 | 1 | 0.98874 | 0.97706 | 0.96775 | 0.92183 | 0.85508 | 21
IN | Winter Peak | 0.85398 | 0.85398 | 0.85398 | 0.85398 | 0.85398 | 0.85398 | 0.86158 | 0.86286 | 0.86092 | 0.86286 | 0.86286 | 0.85527 | 0.85527 | 0.85527 | 0.85527 | 0.85527 | 0.85527 | 0.87308 | 0.89352 | 0.8909 | 0.88068 | 0.87806 | 0.85895 | 0.84376 | 9
IA | Winter | 0.24321 | 0.23873 | 0.23431 | 0.23787 | 0.26099 | 0.2886 | 0.3124 | 0.33664 | 0.3451 | 0.36302 | 0.37255 | 0.37672 | 0.37722 | 0.37628 | 0.38001 | 0.41532 | 0.44242 | 0.43309 | 0.46746 | 0.45387 | 0.42538 | 0.3855 | 0.35326 | 0.33096 | 97
IA | Spring | 0.46473 | 0.45579 | 0.45775 | 0.47889 | 0.50479 | 0.52729 | 0.55269 | 0.56472 | 0.58277 | 0.60897 | 0.62743 | 0.63327 | 0.62945 | 0.6213 | 0.63329 | 0.66174 | 0.69175 | 0.69438 | 0.70197 | 0.68047 | 0.65195 | 0.57412 | 0.5137 | 0.45572 | 106
IA | Summer | 0.524 | 0.50718 | 0.5049 | 0.52029 | 0.53899 | 0.56985 | 0.59113 | 0.61461 | 0.63564 | 0.66159 | 0.66993 | 0.67223 | 0.66543 | 0.67201 | 0.6807 | 0.71064 | 0.74342 | 0.73477 | 0.75533 | 0.74862 | 0.72301 | 0.65482 | 0.58521 | 0.53808 | 65
IA | Fall | 0.39112 | 0.37719 | 0.37155 | 0.38092 | 0.40859 | 0.44826 | 0.47138 | 0.51169 | 0.54147 | 0.561 | 0.57242 | 0.58156 | 0.58076 | 0.57816 | 0.58323 | 0.62281 | 0.64584 | 0.63806 | 0.64429 | 0.61614 | 0.5773 | 0.49515 | 0.42851 | 0.37767 | 81
IA | Summer Peak | 0.60438 | 0.577 | 0.55912 | 0.55912 | 0.59487 | 0.6606 | 0.74988 | 0.82567 | 0.8553 | 0.88273 | 0.88689 | 0.91432 | 0.91848 | 0.91848 | 0.92055 | 0.91848 | 0.92055 | 0.91848 | 0.92055 | 0.9164 | 0.91432 | 0.89742 | 0.86999 | 0.80032 | 10
IA | Winter Peak | 0.35074 | 0.35074 | 0.32094 | 0.38053 | 0.38053 | 0.46114 | 0.44011 | 0.46114 | 0.46114 | 0.43134 | 0.44331 | 0.41032 | 0.41032 | 0.41032 | 0.41032 | 0.44011 | 0.55766 | 0.58235 | 0.53664 | 0.48216 | 0.42473 | 0.38929 | 0.34225 | 0.29992 | 6
KS | Winter | 0.5916 | 0.5916 | 0.5916 | 0.5916 | 0.5916 | 0.5916 | 0.5916 | 0.5916 | 0.5916 | 0.5916 | 0.5916 | 0.5916 | 0.5916 | 0.5916 | 0.5916 | 0.5916 | 0.5916 | 0.5916 | 0.5916 | 0.5916 | 0.5916 | 0.5916 | 0.5916 | 0.5916 | 89
KS | Spring | 0.5916 | 0.5916 | 0.5916 | 0.5916 | 0.5916 | 0.5916 | 0.5916 | 0.5916 | 0.5916 | 0.5916 | 0.5916 | 0.5916 | 0.5916 | 0.5916 | 0.5916 | 0.5916 | 0.5916 | 0.5916 | 0.5916 | 0.5916 | 0.5916 | 0.5916 | 0.5916 | 0.5916 | 102
KS | Summer | 0.5916 | 0.5916 | 0.5916 | 0.5916 | 0.5916 | 0.5916 | 0.5916 | 0.5916 | 0.5916 | 0.5916 | 0.5916 | 0.5916 | 0.5916 | 0.5916 | 0.5916 | 0.5916 | 0.5916 | 0.5916 | 0.5916 | 0.5916 | 0.5916 | 0.5916 | 0.5916 | 0.5916 | 107
KS | Fall | 0.5916 | 0.5916 | 0.5916 | 0.5916 | 0.5916 | 0.5916 | 0.5916 | 0.5916 | 0.5916 | 0.5916 | 0.5916 | 0.5916 | 0.5916 | 0.5916 | 0.5916 | 0.5916 | 0.5916 | 0.5916 | 0.5916 | 0.5916 | 0.5916 | 0.5916 | 0.5916 | 0.5916 | 49
KS | Summer Peak | 0.5916 | 0.5916 | 0.5916 | 0.5916 | 0.5916 | 0.5916 | 0.5916 | 0.5916 | 0.5916 | 0.5916 | 0.5916 | 0.5916 | 0.5916 | 0.5916 | 0.5916 | 0.5916 | 0.5916 | 0.5916 | 0.5916 | 0.5916 | 0.5916 | 0.5916 | 0.5916 | 0.5916 | 7
KS | Winter Peak | 0.5916 | 0.5916 | 0.5916 | 0.5916 | 0.5916 | 0.5916 | 0.5916 | 0.5916 | 0.5916 | 0.5916 | 0.5916 | 0.5916 | 0.5916 | 0.5916 | 0.5916 | 0.5916 | 0.5916 | 0.5916 | 0.5916 | 0.5916 | 0.5916 | 0.5916 | 0.5916 | 0.5916 | 11
KY | Winter | 0.71598 | 0.69119 | 0.68161 | 0.68694 | 0.69741 | 0.7116 | 0.728 | 0.72585 | 0.71432 | 0.71225 | 0.71225 | 0.71225 | 0.71225 | 0.7091 | 0.70735 | 0.70698 | 0.72585 | 0.73739 | 0.73739 | 0.73739 | 0.73739 | 0.73739 | 0.73423 | 0.72901 | 44
KY | Spring | 0.6816 | 0.67535 | 0.66479 | 0.66405 | 0.66742 | 0.68979 | 0.69981 | 0.69925 | 0.69198 | 0.70222 | 0.70527 | 0.70597 | 0.71232 | 0.71028 | 0.70944 | 0.7128 | 0.73029 | 0.73739 | 0.73739 | 0.73739 | 0.73739 | 0.73739 | 0.73205 | 0.69139 | 89
KY | Summer | 0.71559 | 0.70965 | 0.70619 | 0.70722 | 0.70855 | 0.71296 | 0.70618 | 0.69141 | 0.70074 | 0.70811 | 0.71256 | 0.71341 | 0.71375 | 0.71481 | 0.71526 | 0.7176 | 0.72713 | 0.73632 | 0.73739 | 0.73739 | 0.73739 | 0.73739 | 0.73567 | 0.72401 | 130
KY | Fall | 0.70366 | 0.6968 | 0.69358 | 0.69403 | 0.7026 | 0.72224 | 0.72638 | 0.72431 | 0.72335 | 0.72981 | 0.73188 | 0.72981 | 0.72981 | 0.72867 | 0.72867 | 0.7321 | 0.73739 | 0.73739 | 0.73739 | 0.73739 | 0.73739 | 0.73739 | 0.73739 | 0.73118 | 67
KY | Summer Peak | 0.73739 | 0.73739 | 0.7297 | 0.72422 | 0.73149 | 0.72422 | 0.70115 | 0.71927 | 0.73739 | 0.73739 | 0.73739 | 0.73739 | 0.73739 | 0.73739 | 0.73739 | 0.73739 | 0.73739 | 0.73739 | 0.73739 | 0.73739 | 0.73739 | 0.73739 | 0.73739 | 0.73739 | 28
KY | Winter Peak | 0.73739 | 0.73739 | 0.73739 | 0.73739 | 0.73739 | 0.73739 | 0.73739 | 0.73739 | 0.73739 | 0.73739 | 0.73739 | 0.73739 | 0.73739 | 0.73739 | 0.73739 | 0.73739 | 0.73739 | 0.73739 | 0.73739 | 0.73739 | 0.73739 | 0.73739 | 0.73739 | 0.73739 | 7
LA | Winter | 0.60004 | 0.59455 | 0.59375 | 0.60204 | 0.62115 | 0.62588 | 0.62325 | 0.625 | 0.62888 | 0.63676 | 0.63969 | 0.64095 | 0.63931 | 0.63698 | 0.64334 | 0.66316 | 0.68404 | 0.69033 | 0.69302 | 0.68874 | 0.68009 | 0.66437 | 0.63628 | 0.61472 | 111
LA | Spring | 0.54274 | 0.53624 | 0.53481 | 0.54634 | 0.57147 | 0.58377 | 0.58251 | 0.57026 | 0.5762 | 0.57563 | 0.57568 | 0.57284 | 0.57105 | 0.56972 | 0.57527 | 0.59364 | 0.62099 | 0.62698 | 0.62928 | 0.6245 | 0.61649 | 0.59901 | 0.57772 | 0.55164 | 70
LA | Summer | 0.46242 | 0.4552 | 0.45639 | 0.4719 | 0.50077 | 0.53681 | 0.52555 | 0.51048 | 0.50846 | 0.51375 | 0.51438 | 0.51547 | 0.51378 | 0.51137 | 0.52044 | 0.54776 | 0.58054 | 0.59367 | 0.59833 | 0.59196 | 0.57435 | 0.54586 | 0.51897 | 0.49095 | 68
LA | Fall | 0.69425 | 0.68472 | 0.68047 | 0.68533 | 0.69764 | 0.67174 | 0.67848 | 0.70756 | 0.72501 | 0.73658 | 0.74318 | 0.7452 | 0.74539 | 0.74627 | 0.7464 | 0.74666 | 0.7477 | 0.74788 | 0.74782 | 0.74741 | 0.74691 | 0.74394 | 0.72914 | 0.71313 | 88
LA | Summer Peak | 0.67227 | 0.65457 | 0.64642 | 0.65395 | 0.65665 | 0.64369 | 0.66249 | 0.69267 | 0.71378 | 0.72887 | 0.74163 | 0.74204 | 0.74282 | 0.748 | 0.7483 | 0.7483 | 0.7483 | 0.74849 | 0.74849 | 0.7483 | 0.74752 | 0.74009 | 0.7161 | 0.69844 | 12
LA | Winter Peak | 0.36789 | 0.35542 | 0.36219 | 0.3858 | 0.41823 | 0.45341 | 0.46328 | 0.46076 | 0.42306 | 0.40729 | 0.40134 | 0.39804 | 0.38991 | 0.3819 | 0.38626 | 0.44725 | 0.49426 | 0.50219 | 0.50926 | 0.50179 | 0.4931 | 0.47302 | 0.42637 | 0.40735 | 16
ME | Winter | 0.5292 | 0.5292 | 0.5292 | 0.5292 | 0.5292 | 0.5292 | 0.5292 | 0.5292 | 0.5292 | 0.5292 | 0.5292 | 0.5292 | 0.5292 | 0.5292 | 0.5292 | 0.5292 | 0.5292 | 0.5292 | 0.5292 | 0.5292 | 0.5292 | 0.5292 | 0.5292 | 0.5292 | 83
ME | Spring | 0.5292 | 0.5292 | 0.5292 | 0.5292 | 0.5292 | 0.5292 | 0.5292 | 0.5292 | 0.5292 | 0.5292 | 0.5292 | 0.5292 | 0.5292 | 0.5292 | 0.5292 | 0.5292 | 0.5292 | 0.5292 | 0.5292 | 0.5292 | 0.5292 | 0.5292 | 0.5292 | 0.5292 | 73
ME | Summer | 0.5292 | 0.5292 | 0.5292 | 0.5292 | 0.5292 | 0.5292 | 0.5292 | 0.5292 | 0.5292 | 0.5292 | 0.5292 | 0.5292 | 0.5292 | 0.5292 | 0.5292 | 0.5292 | 0.5292 | 0.5292 | 0.5292 | 0.5292 | 0.5292 | 0.5292 | 0.5292 | 0.5292 | 136
ME | Fall | 0.5292 | 0.5292 | 0.5292 | 0.5292 | 0.5292 | 0.5292 | 0.5292 | 0.5292 | 0.5292 | 0.5292 | 0.5292 | 0.5292 | 0.5292 | 0.5292 | 0.5292 | 0.5292 | 0.5292 | 0.5292 | 0.5292 | 0.5292 | 0.5292 | 0.5292 | 0.5292 | 0.5292 | 48
ME | Summer Peak | 0.5292 | 0.5292 | 0.5292 | 0.5292 | 0.5292 | 0.5292 | 0.5292 | 0.5292 | 0.5292 | 0.5292 | 0.5292 | 0.5292 | 0.5292 | 0.5292 | 0.5292 | 0.5292 | 0.5292 | 0.5292 | 0.5292 | 0.5292 | 0.5292 | 0.5292 | 0.5292 | 0.5292 | 14
ME | Winter Peak | 0.5292 | 0.5292 | 0.5292 | 0.5292 | 0.5292 | 0.5292 | 0.5292 | 0.5292 | 0.5292 | 0.5292 | 0.5292 | 0.5292 | 0.5292 | 0.5292 | 0.5292 | 0.5292 | 0.5292 | 0.5292 | 0.5292 | 0.5292 | 0.5292 | 0.5292 | 0.5292 | 0.5292 | 11
MD | Winter | 0.52383 | 0.50699 | 0.50136 | 0.50481 | 0.51939 | 0.53244 | 0.53702 | 0.52283 | 0.50729 | 0.51431 | 0.51799 | 0.51632 | 0.522 | 0.50151 | 0.49412 | 0.52036 | 0.56487 | 0.5937 | 0.59805 | 0.59807 | 0.5967 | 0.5889 | 0.57581 | 0.54771 | 61
MD | Spring | 0.602 | 0.58963 | 0.58963 | 0.58963 | 0.59216 | 0.59596 | 0.6075 | 0.6001 | 0.59723 | 0.59596 | 0.60483 | 0.60483 | 0.60483 | 0.60483 | 0.60483 | 0.60483 | 0.6137 | 0.6196 | 0.62505 | 0.62397 | 0.61897 | 0.61369 | 0.61288 | 0.60804 | 35
MD | Summer | 0.42978 | 0.40579 | 0.39409 | 0.39451 | 0.40516 | 0.42052 | 0.40601 | 0.39488 | 0.40791 | 0.42364 | 0.45534 | 0.48342 | 0.49732 | 0.49893 | 0.50415 | 0.53121 | 0.55623 | 0.59667 | 0.59842 | 0.59857 | 0.59855 | 0.58687 | 0.56192 | 0.5195 | 132
MD | Fall | 0.48842 | 0.45274 | 0.43279 | 0.42741 | 0.43077 | 0.44744 | 0.45347 | 0.47124 | 0.50389 | 0.52734 | 0.56733 | 0.58115 | 0.58918 | 0.59123 | 0.59149 | 0.59802 | 0.60355 | 0.61547 | 0.61668 | 0.61588 | 0.61325 | 0.60961 | 0.60562 | 0.56583 | 110
MD | Summer Peak | 0.49728 | 0.44255 | 0.38712 | 0.38303 | 0.38268 | 0.38046 | 0.37159 | 0.3982 | 0.4441 | 0.50183 | 0.55534 | 0.60179 | 0.61842 | 0.61987 | 0.63095 | 0.63828 | 0.64027 | 0.64407 | 0.64697 | 0.64407 | 0.63828 | 0.63684 | 0.63394 | 0.55505 | 20
MD | Winter Peak | 0.60825 | 0.5985 | 0.59558 | 0.59558 | 0.59558 | 0.60825 | 0.62092 | 0.62092 | 0.62092 | 0.62092 | 0.62092 | 0.62092 | 0.62092 | 0.60825 | 0.60806 | 0.60825 | 0.62092 | 0.62092 | 0.62092 | 0.62092 | 0.62092 | 0.62092 | 0.62092 | 0.62092 | 7
MA | Winter | 0.53412 | 0.51189 | 0.50745 | 0.50577 | 0.5079 | 0.52593 | 0.59028 | 0.60997 | 0.58804 | 0.57383 | 0.59998 | 0.60424 | 0.58681 | 0.5563 | 0.57206 | 0.64071 | 0.70726 | 0.74617 | 0.74967 | 0.7496 | 0.74302 | 0.72861 | 0.68016 | 0.59975 | 51
MA | Spring | 0.32557 | 0.3171 | 0.31444 | 0.31538 | 0.31886 | 0.33831 | 0.35018 | 0.34141 | 0.33181 | 0.3339 | 0.34436 | 0.35386 | 0.3501 | 0.35021 | 0.36373 | 0.40256 | 0.4679 | 0.52404 | 0.53946 | 0.53741 | 0.52138 | 0.49939 | 0.43356 | 0.38321 | 87
MA | Summer | 0.21242 | 0.20515 | 0.20422 | 0.20422 | 0.20422 | 0.20983 | 0.21076 | 0.2159 | 0.21776 | 0.22128 | 0.23219 | 0.24484 | 0.25245 | 0.25724 | 0.26873 | 0.28968 | 0.33979 | 0.38246 | 0.39713 | 0.38625 | 0.3683 | 0.35059 | 0.28559 | 0.21585 | 75
MA | Fall | 0.26858 | 0.262 | 0.26167 | 0.26148 | 0.26231 | 0.26622 | 0.27783 | 0.28996 | 0.28826 | 0.29105 | 0.30158 | 0.31772 | 0.32137 | 0.33124 | 0.34491 | 0.38356 | 0.43512 | 0.48418 | 0.50987 | 0.49657 | 0.48181 | 0.44311 | 0.38229 | 0.31974 | 117
MA | Summer Peak | 0.28783 | 0.28527 | 0.28527 | 0.28527 | 0.28527 | 0.28527 | 0.28527 | 0.28527 | 0.2881 | 0.29179 | 0.30348 | 0.36105 | 0.42031 | 0.4507 | 0.47064 | 0.48563 | 0.53505 | 0.59287 | 0.62218 | 0.60583 | 0.56113 | 0.53454 | 0.42528 | 0.32547 | 19
MA | Winter Peak | 0.6331 | 0.61725 | 0.61268 | 0.61662 | 0.61918 | 0.65064 | 0.72157 | 0.73964 | 0.72055 | 0.71584 | 0.72941 | 0.72726 | 0.72089 | 0.70078 | 0.70779 | 0.74746 | 0.78653 | 0.82859 | 0.84293 | 0.84042 | 0.8321 | 0.81944 | 0.74796 | 0.68459 | 16
MI | Winter | 0.61186 | 0.60335 | 0.60061 | 0.60077 | 0.60808 | 0.62298 | 0.6346 | 0.6378 | 0.63822 | 0.64167 | 0.65339 | 0.66441 | 0.67361 | 0.67305 | 0.67567 | 0.68105 | 0.70278 | 0.72257 | 0.7281 | 0.72186 | 0.71591 | 0.70131 | 0.66574 | 0.64015 | 105
MI | Spring | 0.60211 | 0.59297 | 0.58706 | 0.58651 | 0.59394 | 0.60991 | 0.61734 | 0.61531 | 0.61425 | 0.6185 | 0.6295 | 0.63459 | 0.63951 | 0.64116 | 0.64054 | 0.64704 | 0.66509 | 0.68227 | 0.69087 | 0.68613 | 0.68565 | 0.67389 | 0.64184 | 0.61151 | 74
MI | Summer | 0.58904 | 0.58281 | 0.57817 | 0.57886 | 0.58931 | 0.59802 | 0.59135 | 0.5937 | 0.60333 | 0.61567 | 0.62296 | 0.62716 | 0.63399 | 0.63798 | 0.64188 | 0.6472 | 0.66244 | 0.68385 | 0.69347 | 0.68728 | 0.68011 | 0.66927 | 0.63752 | 0.61877 | 109
MI | Fall | 0.59724 | 0.58976 | 0.5855 | 0.58534 | 0.59219 | 0.60686 | 0.60377 | 0.60617 | 0.61444 | 0.62287 | 0.63293 | 0.64142 | 0.64155 | 0.6436 | 0.64809 | 0.65187 | 0.66579 | 0.67682 | 0.67761 | 0.67064 | 0.66278 | 0.64818 | 0.62924 | 0.6064 | 60
MI | Summer Peak | 0.7745 | 0.76524 | 0.75753 | 0.75367 | 0.75753 | 0.75546 | 0.7297 | 0.76587 | 0.78655 | 0.8062 | 0.83282 | 0.89743 | 0.92728 | 0.93669 | 0.94655 | 0.94772 | 0.95734 | 0.97675 | 1 | 0.96834 | 0.96994 | 0.95987 | 0.8604 | 0.83245 | 10
MI | Winter Peak | 0.5464 | 0.53876 | 0.53494 | 0.53494 | 0.53876 | 0.55404 | 0.571 | 0.58584 | 0.57651 | 0.56336 | 0.56336 | 0.56336 | 0.55954 | 0.55191 | 0.55191 | 0.55954 | 0.59347 | 0.60561 | 0.63896 | 0.61537 | 0.60987 | 0.59875 | 0.59189 | 0.55582 | 7
MN | Winter | 0.30074 | 0.29072 | 0.29182 | 0.29427 | 0.30502 | 0.33515 | 0.36666 | 0.37449 | 0.3875 | 0.41721 | 0.44264 | 0.44662 | 0.44991 | 0.45539 | 0.46038 | 0.48233 | 0.51188 | 0.50198 | 0.54194 | 0.50851 | 0.46656 | 0.39643 | 0.33545 | 0.30344 | 103
MN | Spring | 0.30188 | 0.29777 | 0.29906 | 0.3043 | 0.31782 | 0.33641 | 0.37194 | 0.39566 | 0.43259 | 0.47414 | 0.51063 | 0.53926 | 0.54562 | 0.54432 | 0.55772 | 0.61852 | 0.65894 | 0.64898 | 0.65515 | 0.62957 | 0.56331 | 0.46533 | 0.39711 | 0.3668 | 73
MN | Summer | 0.16226 | 0.15492 | 0.15483 | 0.15413 | 0.1573 | 0.15814 | 0.17322 | 0.20869 | 0.21058 | 0.22282 | 0.24469 | 0.25922 | 0.26406 | 0.25989 | 0.25413 | 0.26663 | 0.28682 | 0.3106 | 0.35645 | 0.33198 | 0.30052 | 0.25691 | 0.22783 | 0.2168 | 65
MN | Fall | 0.45282 | 0.44399 | 0.44079 | 0.44744 | 0.48926 | 0.54222 | 0.57618 | 0.57576 | 0.59799 | 0.63196 | 0.65502 | 0.66762 | 0.6677 | 0.66588 | 0.67171 | 0.71647 | 0.75727 | 0.76156 | 0.76734 | 0.73906 | 0.68853 | 0.57886 | 0.48731 | 0.43383 | 92
MN | Summer Peak | 0.71456 | 0.66309 | 0.66622 | 0.66622 | 0.70941 | 0.71354 | 0.73214 | 0.78484 | 0.85291 | 0.92217 | 0.9772 | 1 | 1 | 1 | 1 | 1 | 1 | 1 | 1 | 1 | 1 | 0.897 | 0.8215 | 0.72861 | 20
MN | Winter Peak | 0.41233 | 0.41233 | 0.41817 | 0.42877 | 0.48608 | 0.60934 | 0.64976 | 0.64407 | 0.64407 | 0.6375 | 0.66664 | 0.65533 | 0.63365 | 0.61108 | 0.64581 | 0.69847 | 0.75113 | 0.74103 | 0.73031 | 0.73031 | 0.69703 | 0.65448 | 0.55991 | 0.5061 | 12
MS | Winter | 0.7187 | 0.7187 | 0.7187 | 0.7187 | 0.7187 | 0.7187 | 0.7187 | 0.7187 | 0.7187 | 0.7187 | 0.7187 | 0.7187 | 0.7187 | 0.7187 | 0.7187 | 0.7187 | 0.7187 | 0.7187 | 0.7187 | 0.7187 | 0.7187 | 0.7187 | 0.7187 | 0.7187 | 46
MS | Spring | 0.7187 | 0.7187 | 0.7187 | 0.7187 | 0.7187 | 0.7187 | 0.7187 | 0.7187 | 0.7187 | 0.7187 | 0.7187 | 0.7187 | 0.7187 | 0.7187 | 0.7187 | 0.7187 | 0.7187 | 0.7187 | 0.7187 | 0.7187 | 0.7187 | 0.7187 | 0.7187 | 0.7187 | 146
MS | Summer | 0.7187 | 0.7187 | 0.7187 | 0.7187 | 0.7187 | 0.7187 | 0.7187 | 0.7187 | 0.7187 | 0.7187 | 0.7187 | 0.7187 | 0.7187 | 0.7187 | 0.7187 | 0.7187 | 0.7187 | 0.7187 | 0.7187 | 0.7187 | 0.7187 | 0.7187 | 0.7187 | 0.7187 | 67
MS | Fall | 0.7187 | 0.7187 | 0.7187 | 0.7187 | 0.7187 | 0.7187 | 0.7187 | 0.7187 | 0.7187 | 0.7187 | 0.7187 | 0.7187 | 0.7187 | 0.7187 | 0.7187 | 0.7187 | 0.7187 | 0.7187 | 0.7187 | 0.7187 | 0.7187 | 0.7187 | 0.7187 | 0.7187 | 83
MS | Summer Peak | 0.7187 | 0.7187 | 0.7187 | 0.7187 | 0.7187 | 0.7187 | 0.7187 | 0.7187 | 0.7187 | 0.7187 | 0.7187 | 0.7187 | 0.7187 | 0.7187 | 0.7187 | 0.7187 | 0.7187 | 0.7187 | 0.7187 | 0.7187 | 0.7187 | 0.7187 | 0.7187 | 0.7187 | 19
MS | Winter Peak | 0.7187 | 0.7187 | 0.7187 | 0.7187 | 0.7187 | 0.7187 | 0.7187 | 0.7187 | 0.7187 | 0.7187 | 0.7187 | 0.7187 | 0.7187 | 0.7187 | 0.7187 | 0.7187 | 0.7187 | 0.7187 | 0.7187 | 0.7187 | 0.7187 | 0.7187 | 0.7187 | 0.7187 | 4
MO | Winter | 0.19569 | 0.19487 | 0.19491 | 0.19699 | 0.20478 | 0.21474 | 0.22266 | 0.2202 | 0.22232 | 0.22977 | 0.24764 | 0.26324 | 0.27665 | 0.27294 | 0.28204 | 0.30916 | 0.35634 | 0.3961 | 0.3542 | 0.33211 | 0.29848 | 0.2544 | 0.22556 | 0.21568 | 87
MO | Spring | 0.50188 | 0.4955 | 0.49246 | 0.49552 | 0.51069 | 0.55649 | 0.60039 | 0.58331 | 0.58285 | 0.60332 | 0.64424 | 0.66633 | 0.6746 | 0.67903 | 0.68189 | 0.72545 | 0.80194 | 0.83689 | 0.77976 | 0.74847 | 0.70119 | 0.60528 | 0.54558 | 0.50687 | 63
MO | Summer | 0.36862 | 0.36723 | 0.36527 | 0.36372 | 0.37061 | 0.40246 | 0.41083 | 0.41258 | 0.41909 | 0.43734 | 0.46966 | 0.48806 | 0.49941 | 0.51105 | 0.51679 | 0.53197 | 0.57316 | 0.60894 | 0.55874 | 0.54292 | 0.50443 | 0.44131 | 0.39239 | 0.36535 | 79
MO | Fall | 0.17497 | 0.17636 | 0.17525 | 0.17939 | 0.19022 | 0.20896 | 0.20505 | 0.20225 | 0.20481 | 0.21579 | 0.2267 | 0.22831 | 0.22819 | 0.22884 | 0.23492 | 0.25463 | 0.28823 | 0.30737 | 0.27354 | 0.25844 | 0.23799 | 0.21246 | 0.18611 | 0.17487 | 112
MO | Summer Peak | 0.4387 | 0.4387 | 0.4387 | 0.4387 | 0.4387 | 0.4387 | 0.4387 | 0.4387 | 0.52346 | 0.67334 | 0.72745 | 0.79124 | 0.91349 | 0.91254 | 0.88935 | 0.95017 | 0.94106 | 0.98936 | 0.84289 | 0.87012 | 0.84588 | 0.70161 | 0.58572 | 0.53448 | 6
MO | Winter Peak | 0.59769 | 0.59769 | 0.60655 | 0.60711 | 0.64239 | 0.7667 | 0.78864 | 0.76321 | 0.71006 | 0.68979 | 0.68979 | 0.67814 | 0.66952 | 0.66952 | 0.66952 | 0.72314 | 0.84374 | 0.85377 | 0.86996 | 0.84023 | 0.81966 | 0.74679 | 0.65125 | 0.57215 | 18
MT | Winter | 0.5951 | 0.5951 | 0.5951 | 0.5951 | 0.5951 | 0.5951 | 0.5951 | 0.5951 | 0.5951 | 0.5951 | 0.5951 | 0.5951 | 0.5951 | 0.5951 | 0.5951 | 0.5951 | 0.5951 | 0.5951 | 0.5951 | 0.5951 | 0.5951 | 0.5951 | 0.5951 | 0.5951 | 115
MT | Spring | 0.5951 | 0.5951 | 0.5951 | 0.5951 | 0.5951 | 0.5951 | 0.5951 | 0.5951 | 0.5951 | 0.5951 | 0.5951 | 0.5951 | 0.5951 | 0.5951 | 0.5951 | 0.5951 | 0.5951 | 0.5951 | 0.5951 | 0.5951 | 0.5951 | 0.5951 | 0.5951 | 0.5951 | 130
MT | Summer | 0.5951 | 0.5951 | 0.5951 | 0.5951 | 0.5951 | 0.5951 | 0.5951 | 0.5951 | 0.5951 | 0.5951 | 0.5951 | 0.5951 | 0.5951 | 0.5951 | 0.5951 | 0.5951 | 0.5951 | 0.5951 | 0.5951 | 0.5951 | 0.5951 | 0.5951 | 0.5951 | 0.5951 | 107
MT | Fall | 0.5951 | 0.5951 | 0.5951 | 0.5951 | 0.5951 | 0.5951 | 0.5951 | 0.5951 | 0.5951 | 0.5951 | 0.5951 | 0.5951 | 0.5951 | 0.5951 | 0.5951 | 0.5951 | 0.5951 | 0.5951 | 0.5951 | 0.5951 | 0.5951 | 0.5951 | 0.5951 | 0.5951 | 1
MT | Summer Peak | 0.5951 | 0.5951 | 0.5951 | 0.5951 | 0.5951 | 0.5951 | 0.5951 | 0.5951 | 0.5951 | 0.5951 | 0.5951 | 0.5951 | 0.5951 | 0.5951 | 0.5951 | 0.5951 | 0.5951 | 0.5951 | 0.5951 | 0.5951 | 0.5951 | 0.5951 | 0.5951 | 0.5951 | 9
MT | Winter Peak | 0.5951 | 0.5951 | 0.5951 | 0.5951 | 0.5951 | 0.5951 | 0.5951 | 0.5951 | 0.5951 | 0.5951 | 0.5951 | 0.5951 | 0.5951 | 0.5951 | 0.5951 | 0.5951 | 0.5951 | 0.5951 | 0.5951 | 0.5951 | 0.5951 | 0.5951 | 0.5951 | 0.5951 | 3
NE | Winter | 0.054084 | 0.054084 | 0.054084 | 0.054084 | 0.054084 | 0.054084 | 0.054084 | 0.054084 | 0.058937 | 0.063789 | 0.070725 | 0.077656 | 0.080085 | 0.085555 | 0.089435 | 0.091859 | 0.098785 | 0.10606 | 0.075582 | 0.064139 | 0.045074 | 0.03536 | 0.032936 | 0.032936 | 87
NE | Spring | 0.11385 | 0.11385 | 0.11385 | 0.11385 | 0.11385 | 0.11575 | 0.11575 | 0.12526 | 0.12717 | 0.15271 | 0.1804 | 0.19181 | 0.20571 | 0.21544 | 0.21967 | 0.2261 | 0.24505 | 0.2716 | 0.21601 | 0.20651 | 0.1859 | 0.15353 | 0.13125 | 0.11631 | 111
NE | Summer | 0.056244 | 0.056244 | 0.056244 | 0.056244 | 0.056244 | 0.056244 | 0.056244 | 0.06145 | 0.064053 | 0.078938 | 0.094578 | 0.099419 | 0.10984 | 0.11651 | 0.11823 | 0.13516 | 0.15748 | 0.17089 | 0.14039 | 0.12773 | 0.1009 | 0.078958 | 0.07635 | 0.073741 | 81
NE | Fall | 0.13165 | 0.13165 | 0.13165 | 0.13165 | 0.13165 | 0.13165 | 0.13549 | 0.13933 | 0.14317 | 0.16565 | 0.17716 | 0.20293 | 0.21059 | 0.22539 | 0.23252 | 0.25037 | 0.255 | 0.28896 | 0.24787 | 0.25115 | 0.20964 | 0.15796 | 0.12396 | 0.12013 | 55
NE | Summer Peak | 0.52467 | 0.52467 | 0.52467 | 0.52467 | 0.52467 | 0.52467 | 0.56692 | 0.58101 | 0.63735 | 0.73184 | 0.79816 | 0.94279 | 0.9354 | 0.98296 | 0.98569 | 0.98299 | 1 | 1 | 0.99708 | 1 | 1 | 0.74593 | 0.63324 | 0.5769 | 15
NE | Winter Peak | 0.013205 | 0.013205 | 0.013205 | 0.013205 | 0.013205 | 0.013205 | 0.013205 | 0.013205 | 0.013205 | 0.013205 | 0.013205 | 0.013205 | 0.013205 | 0.013205 | 0.013205 | 0.039616 | 0.039616 | 0.066 | 0.052821 | 0.052821 | 0.052821 | 0.039616 | 0.02641 | 0.02641 | 16
NV | Winter | 0.43345 | 0.42755 | 0.42466 | 0.42485 | 0.42504 | 0.37515 | 0.28178 | 0.25338 | 0.25079 | 0.25079 | 0.25213 | 0.25233 | 0.25275 | 0.2526 | 0.25712 | 0.32099 | 0.41254 | 0.49681 | 0.5078 | 0.50737 | 0.49727 | 0.48065 | 0.44374 | 0.4352 | 106
NV | Spring | 0.56763 | 0.56275 | 0.56015 | 0.56311 | 0.56969 | 0.56696 | 0.49049 | 0.38945 | 0.35731 | 0.35887 | 0.36023 | 0.36106 | 0.35848 | 0.34753 | 0.36783 | 0.51797 | 0.59503 | 0.60611 | 0.60651 | 0.60469 | 0.60177 | 0.59033 | 0.58249 | 0.57305 | 108
NV | Summer | 0.62774 | 0.61543 | 0.60992 | 0.61549 | 0.6339 | 0.62855 | 0.58665 | 0.48122 | 0.45178 | 0.45115 | 0.44932 | 0.45078 | 0.44956 | 0.44716 | 0.48224 | 0.58897 | 0.65576 | 0.66591 | 0.66482 | 0.65945 | 0.65768 | 0.65542 | 0.63558 | 0.62295 | 39
NV | Fall | 0.42753 | 0.4229 | 0.41319 | 0.41315 | 0.41928 | 0.34587 | 0.2874 | 0.28587 | 0.28936 | 0.29726 | 0.30113 | 0.30533 | 0.31328 | 0.32203 | 0.33828 | 0.38877 | 0.47168 | 0.54153 | 0.57845 | 0.56283 | 0.55605 | 0.52867 | 0.48166 | 0.45207 | 85
NV | Summer Peak | 0.39688 | 0.39263 | 0.39201 | 0.39153 | 0.38989 | 0.32915 | 0.30098 | 0.29835 | 0.30361 | 0.30888 | 0.31099 | 0.31487 | 0.33297 | 0.34623 | 0.36048 | 0.3927 | 0.47672 | 0.54418 | 0.58132 | 0.56096 | 0.54664 | 0.53887 | 0.46077 | 0.44065 | 18
NV | Winter Peak | 0.71533 | 0.69133 | 0.68439 | 0.69906 | 0.71372 | 0.72167 | 0.72167 | 0.6267 | 0.62205 | 0.62287 | 0.62287 | 0.61698 | 0.61382 | 0.60586 | 0.64034 | 0.73781 | 0.78292 | 0.7869 | 0.7869 | 0.7869 | 0.7869 | 0.77622 | 0.77208 | 0.74443 | 9
NH | Winter | 0.4442 | 0.4442 | 0.4442 | 0.4442 | 0.4442 | 0.4442 | 0.4442 | 0.4442 | 0.4442 | 0.4442 | 0.4442 | 0.4442 | 0.4442 | 0.4442 | 0.4442 | 0.4442 | 0.4442 | 0.4442 | 0.4442 | 0.4442 | 0.4442 | 0.4442 | 0.4442 | 0.4442 | 65
NH | Spring | 0.4442 | 0.4442 | 0.4442 | 0.4442 | 0.4442 | 0.4442 | 0.4442 | 0.4442 | 0.4442 | 0.4442 | 0.4442 | 0.4442 | 0.4442 | 0.4442 | 0.4442 | 0.4442 | 0.4442 | 0.4442 | 0.4442 | 0.4442 | 0.4442 | 0.4442 | 0.4442 | 0.4442 | 115
NH | Summer | 0.4442 | 0.4442 | 0.4442 | 0.4442 | 0.4442 | 0.4442 | 0.4442 | 0.4442 | 0.4442 | 0.4442 | 0.4442 | 0.4442 | 0.4442 | 0.4442 | 0.4442 | 0.4442 | 0.4442 | 0.4442 | 0.4442 | 0.4442 | 0.4442 | 0.4442 | 0.4442 | 0.4442 | 101
NH | Fall | 0.4442 | 0.4442 | 0.4442 | 0.4442 | 0.4442 | 0.4442 | 0.4442 | 0.4442 | 0.4442 | 0.4442 | 0.4442 | 0.4442 | 0.4442 | 0.4442 | 0.4442 | 0.4442 | 0.4442 | 0.4442 | 0.4442 | 0.4442 | 0.4442 | 0.4442 | 0.4442 | 0.4442 | 70
NH | Summer Peak | 0.4442 | 0.4442 | 0.4442 | 0.4442 | 0.4442 | 0.4442 | 0.4442 | 0.4442 | 0.4442 | 0.4442 | 0.4442 | 0.4442 | 0.4442 | 0.4442 | 0.4442 | 0.4442 | 0.4442 | 0.4442 | 0.4442 | 0.4442 | 0.4442 | 0.4442 | 0.4442 | 0.4442 | 9
NH | Winter Peak | 0.4442 | 0.4442 | 0.4442 | 0.4442 | 0.4442 | 0.4442 | 0.4442 | 0.4442 | 0.4442 | 0.4442 | 0.4442 | 0.4442 | 0.4442 | 0.4442 | 0.4442 | 0.4442 | 0.4442 | 0.4442 | 0.4442 | 0.4442 | 0.4442 | 0.4442 | 0.4442 | 0.4442 | 5
NJ | Winter | 0.30742 | 0.29772 | 0.29483 | 0.29411 | 0.29977 | 0.3287 | 0.34473 | 0.3319 | 0.31269 | 0.30821 | 0.31248 | 0.3099 | 0.30628 | 0.30172 | 0.30136 | 0.31904 | 0.36316 | 0.39937 | 0.40041 | 0.40192 | 0.40245 | 0.39308 | 0.36424 | 0.33297 | 71
NJ | Spring | 0.316 | 0.29898 | 0.29335 | 0.29303 | 0.30113 | 0.31871 | 0.30763 | 0.30264 | 0.30262 | 0.30799 | 0.32448 | 0.33423 | 0.33946 | 0.33971 | 0.34019 | 0.34946 | 0.38134 | 0.40701 | 0.41124 | 0.40967 | 0.41179 | 0.4059 | 0.3801 | 0.34586 | 58
NJ | Summer | 0.40521 | 0.39391 | 0.38656 | 0.38412 | 0.38394 | 0.39087 | 0.39371 | 0.40372 | 0.41258 | 0.42514 | 0.43586 | 0.44665 | 0.45377 | 0.45713 | 0.46183 | 0.4687 | 0.4834 | 0.49458 | 0.49507 | 0.49436 | 0.49106 | 0.48173 | 0.45734 | 0.42918 | 92
NJ | Fall | 0.33384 | 0.31891 | 0.31415 | 0.3133 | 0.31779 | 0.33026 | 0.34039 | 0.34228 | 0.34771 | 0.35515 | 0.3684 | 0.37586 | 0.38112 | 0.38307 | 0.38764 | 0.39852 | 0.42192 | 0.43704 | 0.43904 | 0.44028 | 0.43829 | 0.42997 | 0.40126 | 0.36488 | 121
NJ | Summer Peak | 0.49349 | 0.46722 | 0.4587 | 0.4587 | 0.45265 | 0.44289 | 0.43091 | 0.44755 | 0.46463 | 0.48981 | 0.50872 | 0.53926 | 0.54959 | 0.56297 | 0.5647 | 0.57544 | 0.57566 | 0.5798 | 0.57931 | 0.57865 | 0.57651 | 0.57086 | 0.52632 | 0.5108 | 6
NJ | Winter Peak | 0.30813 | 0.2995 | 0.29865 | 0.29804 | 0.30231 | 0.31014 | 0.34441 | 0.35255 | 0.34516 | 0.34332 | 0.34406 | 0.34213 | 0.34255 | 0.33409 | 0.332 | 0.34315 | 0.3904 | 0.41573 | 0.41452 | 0.41573 | 0.41342 | 0.3973 | 0.36129 | 0.32187 | 17
NM | Winter | 0.3287 | 0.3216 | 0.3288 | 0.33715 | 0.35525 | 0.36442 | 0.34978 | 0.28497 | 0.2365 | 0.23018 | 0.23644 | 0.24271 | 0.24463 | 0.23621 | 0.24273 | 0.25777 | 0.34427 | 0.37111 | 0.39131 | 0.43642 | 0.43812 | 0.42732 | 0.39473 | 0.3848 | 38
NM | Spring | 0.377 | 0.34831 | 0.33523 | 0.33131 | 0.33722 | 0.34855 | 0.34612 | 0.26379 | 0.20058 | 0.19277 | 0.20217 | 0.20371 | 0.21004 | 0.20893 | 0.21038 | 0.21648 | 0.31554 | 0.37711 | 0.38983 | 0.39475 | 0.38567 | 0.38762 | 0.37295 | 0.37004 | 87
NM | Summer | 0.55427 | 0.55562 | 0.55918 | 0.55659 | 0.56708 | 0.57238 | 0.52732 | 0.437 | 0.36664 | 0.3613 | 0.37315 | 0.38283 | 0.38984 | 0.39149 | 0.39398 | 0.414 | 0.50379 | 0.61683 | 0.68112 | 0.67987 | 0.67102 | 0.64527 | 0.6113 | 0.56747 | 127
NM | Fall | 0.78111 | 0.77761 | 0.77946 | 0.78738 | 0.79773 | 0.79427 | 0.7237 | 0.60048 | 0.57126 | 0.57983 | 0.60022 | 0.62344 | 0.62389 | 0.6453 | 0.64528 | 0.63791 | 0.66779 | 0.80413 | 0.9097 | 0.91867 | 0.88971 | 0.83543 | 0.77159 | 0.7411 | 77
NM | Summer Peak | 0.80309 | 0.79503 | 0.79528 | 0.78906 | 0.78823 | 0.77159 | 0.66903 | 0.54897 | 0.55352 | 0.61906 | 0.65982 | 0.7026 | 0.70192 | 0.72951 | 0.71652 | 0.75306 | 0.71832 | 0.86438 | 0.97719 | 1 | 0.9513 | 0.95006 | 0.91337 | 0.89641 | 20
NM | Winter Peak | 0.60003 | 0.61975 | 0.61242 | 0.62965 | 0.65987 | 0.68218 | 0.70748 | 0.63943 | 0.4724 | 0.43452 | 0.45442 | 0.45655 | 0.45806 | 0.47294 | 0.47294 | 0.53216 | 0.72091 | 0.84391 | 0.89802 | 0.8793 | 0.84434 | 0.83067 | 0.77932 | 0.77351 | 16
NY | Winter | 0.57069 | 0.54224 | 0.53232 | 0.52696 | 0.52641 | 0.53207 | 0.56702 | 0.5849 | 0.57155 | 0.57989 | 0.60507 | 0.63049 | 0.64292 | 0.6464 | 0.65914 | 0.68478 | 0.73457 | 0.78092 | 0.78619 | 0.77925 | 0.76198 | 0.73951 | 0.69473 | 0.63079 | 85
NY | Spring | 0.43853 | 0.42325 | 0.41627 | 0.41411 | 0.41318 | 0.41272 | 0.4168 | 0.4267 | 0.42878 | 0.43843 | 0.45898 | 0.47401 | 0.48092 | 0.48462 | 0.49286 | 0.50877 | 0.53893 | 0.57228 | 0.58505 | 0.58312 | 0.57105 | 0.55879 | 0.53227 | 0.48727 | 109
NY | Summer | 0.52091 | 0.49533 | 0.48377 | 0.4799 | 0.48118 | 0.48912 | 0.51687 | 0.52075 | 0.51875 | 0.51974 | 0.54399 | 0.56308 | 0.57229 | 0.5755 | 0.58351 | 0.61277 | 0.65408 | 0.69229 | 0.69818 | 0.68933 | 0.67983 | 0.65466 | 0.60645 | 0.54067 | 78
NY | Fall | 0.38812 | 0.3761 | 0.37048 | 0.36937 | 0.3702 | 0.36887 | 0.36363 | 0.35888 | 0.36314 | 0.36796 | 0.38001 | 0.39108 | 0.39498 | 0.39551 | 0.39876 | 0.4219 | 0.45682 | 0.48922 | 0.49574 | 0.49269 | 0.48167 | 0.46567 | 0.44467 | 0.41829 | 80
NY | Summer Peak | 0.62319 | 0.59311 | 0.55075 | 0.54457 | 0.54454 | 0.5385 | 0.52159 | 0.54937 | 0.5629 | 0.59031 | 0.64852 | 0.71042 | 0.79752 | 0.83288 | 0.84877 | 0.87568 | 0.87568 | 0.88052 | 0.88626 | 0.87398 | 0.85645 | 0.82987 | 0.72795 | 0.63014 | 8
NY | Winter Peak | 0.68628 | 0.6536 | 0.64614 | 0.64116 | 0.6412 | 0.64181 | 0.64463 | 0.65909 | 0.67745 | 0.67907 | 0.68755 | 0.68961 | 0.69079 | 0.68232 | 0.6843 | 0.69812 | 0.7542 | 0.83152 | 0.83882 | 0.83882 | 0.83882 | 0.83882 | 0.77888 | 0.67549 | 5
NC | Winter | 0.75377 | 0.74327 | 0.74316 | 0.74852 | 0.77041 | 0.80242 | 0.82119 | 0.82103 | 0.78282 | 0.75886 | 0.75282 | 0.74938 | 0.7349 | 0.70637 | 0.70049 | 0.72787 | 0.8138 | 0.82944 | 0.82944 | 0.82942 | 0.82942 | 0.82601 | 0.81255 | 0.78536 | 42
NC | Spring | 0.66643 | 0.61598 | 0.58931 | 0.59074 | 0.61749 | 0.67013 | 0.65914 | 0.64377 | 0.66888 | 0.70938 | 0.7461 | 0.7728 | 0.78708 | 0.79201 | 0.7991 | 0.81072 | 0.82841 | 0.83307 | 0.83366 | 0.83336 | 0.83224 | 0.82653 | 0.81457 | 0.75412 | 111
NC | Summer | 0.68418 | 0.66974 | 0.66635 | 0.6745 | 0.69513 | 0.75823 | 0.75417 | 0.70757 | 0.67829 | 0.6833 | 0.69222 | 0.69628 | 0.68726 | 0.67085 | 0.66959 | 0.71687 | 0.79505 | 0.82087 | 0.82287 | 0.82288 | 0.82288 | 0.81092 | 0.79619 | 0.72613 | 60
NC | Fall | 0.7117 | 0.6714 | 0.65485 | 0.65324 | 0.66419 | 0.69545 | 0.68214 | 0.67808 | 0.70535 | 0.73761 | 0.76986 | 0.78878 | 0.8023 | 0.80634 | 0.80921 | 0.81916 | 0.83007 | 0.83657 | 0.83723 | 0.83658 | 0.83601 | 0.8309 | 0.81807 | 0.76704 | 119
NC | Summer Peak | 0.73455 | 0.68719 | 0.66293 | 0.6532 | 0.67075 | 0.70061 | 0.67521 | 0.68864 | 0.73192 | 0.7643 | 0.79859 | 0.81982 | 0.83315 | 0.84041 | 0.8437 | 0.84508 | 0.84675 | 0.84871 | 0.84983 | 0.84867 | 0.84864 | 0.84441 | 0.82136 | 0.76622 | 24
NC | Winter Peak | 0.72651 | 0.69307 | 0.69001 | 0.69483 | 0.73134 | 0.76384 | 0.81094 | 0.81094 | 0.79257 | 0.78193 | 0.77308 | 0.76845 | 0.75595 | 0.73882 | 0.73882 | 0.77408 | 0.82683 | 0.83401 | 0.83401 | 0.83401 | 0.83401 | 0.82683 | 0.79863 | 0.76098 | 9
ND | Winter | 0.51288 | 0.50118 | 0.49747 | 0.49706 | 0.50552 | 0.53032 | 0.55985 | 0.56291 | 0.53694 | 0.51567 | 0.49986 | 0.49328 | 0.48929 | 0.48247 | 0.48119 | 0.49393 | 0.53574 | 0.58821 | 0.62478 | 0.63344 | 0.6255 | 0.60775 | 0.5781 | 0.54177 | 93
ND | Spring | 0.44931 | 0.42685 | 0.41914 | 0.41911 | 0.42997 | 0.45308 | 0.45238 | 0.43845 | 0.42597 | 0.42268 | 0.43255 | 0.44507 | 0.45685 | 0.46608 | 0.47509 | 0.48853 | 0.51365 | 0.55174 | 0.57699 | 0.60021 | 0.60561 | 0.5904 | 0.54862 | 0.49617 | 48
ND | Summer | 0.62444 | 0.58495 | 0.56333 | 0.55672 | 0.55931 | 0.56425 | 0.55167 | 0.55584 | 0.55833 | 0.58038 | 0.62334 | 0.66617 | 0.69839 | 0.71895 | 0.73216 | 0.74329 | 0.75295 | 0.76443 | 0.77801 | 0.78891 | 0.79348 | 0.78633 | 0.7361 | 0.67337 | 107
ND | Fall | 0.51957 | 0.50106 | 0.49322 | 0.49082 | 0.49723 | 0.52192 | 0.53337 | 0.51312 | 0.50024 | 0.48999 | 0.50469 | 0.52678 | 0.54572 | 0.55945 | 0.56965 | 0.58929 | 0.62511 | 0.6567 | 0.69158 | 0.7005 | 0.68966 | 0.65646 | 0.60557 | 0.55595 | 59
ND | Summer Peak | 0.69596 | 0.64812 | 0.62144 | 0.6076 | 0.60745 | 0.61101 | 0.58448 | 0.61402 | 0.63774 | 0.68198 | 0.7303 | 0.7759 | 0.79267 | 0.7999 | 0.80537 | 0.8096 | 0.81539 | 0.81993 | 0.83011 | 0.83459 | 0.84433 | 0.85809 | 0.83285 | 0.77616 | 33
ND | Winter Peak | 0.613 | 0.60309 | 0.59978 | 0.59699 | 0.60464 | 0.63445 | 0.6707 | 0.66537 | 0.63036 | 0.58802 | 0.57152 | 0.5569 | 0.54535 | 0.5189 | 0.51555 | 0.54249 | 0.60516 | 0.6545 | 0.69006 | 0.6957 | 0.69072 | 0.69219 | 0.67358 | 0.63714 | 25
OH | Winter | 0.72844 | 0.7132 | 0.70732 | 0.71009 | 0.72201 | 0.75066 | 0.78454 | 0.78614 | 0.77117 | 0.76973 | 0.77205 | 0.77244 | 0.77073 | 0.7615 | 0.761 | 0.77131 | 0.80236 | 0.82728 | 0.82836 | 0.82853 | 0.82515 | 0.82017 | 0.79659 | 0.77156 | 58
OH | Spring | 0.77856 | 0.75277 | 0.73601 | 0.73163 | 0.73774 | 0.7555 | 0.75176 | 0.76889 | 0.77798 | 0.79414 | 0.80786 | 0.81191 | 0.8122 | 0.81211 | 0.81264 | 0.81655 | 0.8289 | 0.83228 | 0.83255 | 0.83255 | 0.83255 | 0.83243 | 0.82713 | 0.80045 | 101
OH | Summer | 0.77512 | 0.76447 | 0.76088 | 0.76165 | 0.7674 | 0.78342 | 0.79687 | 0.78369 | 0.78468 | 0.78875 | 0.79366 | 0.79175 | 0.79157 | 0.78903 | 0.78972 | 0.80147 | 0.81609 | 0.82589 | 0.82599 | 0.82511 | 0.82482 | 0.82283 | 0.81399 | 0.79203 | 94
OH | Fall | 0.78876 | 0.7682 | 0.75694 | 0.75351 | 0.7601 | 0.76309 | 0.75613 | 0.76877 | 0.77879 | 0.79097 | 0.80037 | 0.80515 | 0.80719 | 0.80608 | 0.80688 | 0.81274 | 0.82387 | 0.83125 | 0.83125 | 0.83138 | 0.83138 | 0.82936 | 0.81707 | 0.80121 | 92
OH | Summer Peak | 0.81759 | 0.79901 | 0.76589 | 0.75656 | 0.76346 | 0.77595 | 0.73347 | 0.76049 | 0.79698 | 0.82244 | 0.82648 | 0.83295 | 0.83375 | 0.83375 | 0.83375 | 0.83375 | 0.83375 | 0.83375 | 0.83375 | 0.83375 | 0.83375 | 0.83375 | 0.83375 | 0.83375 | 15
OH | Winter Peak | 0.79012 | 0.79012 | 0.79012 | 0.79012 | 0.79012 | 0.81194 | 0.81194 | 0.81194 | 0.81194 | 0.79497 | 0.79012 | 0.79012 | 0.79012 | 0.79012 | 0.79012 | 0.79012 | 0.82163 | 0.83375 | 0.83375 | 0.83375 | 0.83375 | 0.83375 | 0.82406 | 0.80467 | 5
OK | Winter | 0.5253 | 0.5253 | 0.5253 | 0.5253 | 0.5253 | 0.5253 | 0.5253 | 0.5253 | 0.5253 | 0.5253 | 0.5253 | 0.5253 | 0.5253 | 0.5253 | 0.5253 | 0.5253 | 0.5253 | 0.5253 | 0.5253 | 0.5253 | 0.5253 | 0.5253 | 0.5253 | 0.5253 | 84
OK | Spring | 0.5253 | 0.5253 | 0.5253 | 0.5253 | 0.5253 | 0.5253 | 0.5253 | 0.5253 | 0.5253 | 0.5253 | 0.5253 | 0.5253 | 0.5253 | 0.5253 | 0.5253 | 0.5253 | 0.5253 | 0.5253 | 0.5253 | 0.5253 | 0.5253 | 0.5253 | 0.5253 | 0.5253 | 106
OK | Summer | 0.5253 | 0.5253 | 0.5253 | 0.5253 | 0.5253 | 0.5253 | 0.5253 | 0.5253 | 0.5253 | 0.5253 | 0.5253 | 0.5253 | 0.5253 | 0.5253 | 0.5253 | 0.5253 | 0.5253 | 0.5253 | 0.5253 | 0.5253 | 0.5253 | 0.5253 | 0.5253 | 0.5253 | 53
OK | Fall | 0.5253 | 0.5253 | 0.5253 | 0.5253 | 0.5253 | 0.5253 | 0.5253 | 0.5253 | 0.5253 | 0.5253 | 0.5253 | 0.5253 | 0.5253 | 0.5253 | 0.5253 | 0.5253 | 0.5253 | 0.5253 | 0.5253 | 0.5253 | 0.5253 | 0.5253 | 0.5253 | 0.5253 | 92
OK | Summer Peak | 0.5253 | 0.5253 | 0.5253 | 0.5253 | 0.5253 | 0.5253 | 0.5253 | 0.5253 | 0.5253 | 0.5253 | 0.5253 | 0.5253 | 0.5253 | 0.5253 | 0.5253 | 0.5253 | 0.5253 | 0.5253 | 0.5253 | 0.5253 | 0.5253 | 0.5253 | 0.5253 | 0.5253 | 10
OK | Winter Peak | 0.5253 | 0.5253 | 0.5253 | 0.5253 | 0.5253 | 0.5253 | 0.5253 | 0.5253 | 0.5253 | 0.5253 | 0.5253 | 0.5253 | 0.5253 | 0.5253 | 0.5253 | 0.5253 | 0.5253 | 0.5253 | 0.5253 | 0.5253 | 0.5253 | 0.5253 | 0.5253 | 0.5253 | 20
OR | Winter | 0.7533 | 0.7533 | 0.7533 | 0.7533 | 0.7533 | 0.7533 | 0.7533 | 0.7533 | 0.7533 | 0.7533 | 0.7533 | 0.7533 | 0.7533 | 0.7533 | 0.7533 | 0.7533 | 0.7533 | 0.7533 | 0.7533 | 0.7533 | 0.7533 | 0.7533 | 0.7533 | 0.7533 | 120
OR | Spring | 0.7533 | 0.7533 | 0.7533 | 0.7533 | 0.7533 | 0.7533 | 0.7533 | 0.7533 | 0.7533 | 0.7533 | 0.7533 | 0.7533 | 0.7533 | 0.7533 | 0.7533 | 0.7533 | 0.7533 | 0.7533 | 0.7533 | 0.7533 | 0.7533 | 0.7533 | 0.7533 | 0.7533 | 70
OR | Summer | 0.7533 | 0.7533 | 0.7533 | 0.7533 | 0.7533 | 0.7533 | 0.7533 | 0.7533 | 0.7533 | 0.7533 | 0.7533 | 0.7533 | 0.7533 | 0.7533 | 0.7533 | 0.7533 | 0.7533 | 0.7533 | 0.7533 | 0.7533 | 0.7533 | 0.7533 | 0.7533 | 0.7533 | 90
OR | Fall | 0.7533 | 0.7533 | 0.7533 | 0.7533 | 0.7533 | 0.7533 | 0.7533 | 0.7533 | 0.7533 | 0.7533 | 0.7533 | 0.7533 | 0.7533 | 0.7533 | 0.7533 | 0.7533 | 0.7533 | 0.7533 | 0.7533 | 0.7533 | 0.7533 | 0.7533 | 0.7533 | 0.7533 | 70
OR | Summer Peak | 0.7533 | 0.7533 | 0.7533 | 0.7533 | 0.7533 | 0.7533 | 0.7533 | 0.7533 | 0.7533 | 0.7533 | 0.7533 | 0.7533 | 0.7533 | 0.7533 | 0.7533 | 0.7533 | 0.7533 | 0.7533 | 0.7533 | 0.7533 | 0.7533 | 0.7533 | 0.7533 | 0.7533 | 5
OR | Winter Peak | 0.7533 | 0.7533 | 0.7533 | 0.7533 | 0.7533 | 0.7533 | 0.7533 | 0.7533 | 0.7533 | 0.7533 | 0.7533 | 0.7533 | 0.7533 | 0.7533 | 0.7533 | 0.7533 | 0.7533 | 0.7533 | 0.7533 | 0.7533 | 0.7533 | 0.7533 | 0.7533 | 0.7533 | 10
PA | Winter | 0.84658 | 0.83885 | 0.83756 | 0.83842 | 0.84229 | 0.86104 | 0.8827 | 0.88085 | 0.8671 | 0.86036 | 0.86177 | 0.86207 | 0.86032 | 0.85507 | 0.85137 | 0.86112 | 0.88482 | 0.90628 | 0.90817 | 0.90731 | 0.90619 | 0.89931 | 0.87989 | 0.85804 | 51
PA | Spring | 0.61786 | 0.58492 | 0.57902 | 0.57849 | 0.5897 | 0.63289 | 0.64113 | 0.6423 | 0.65284 | 0.66993 | 0.69577 | 0.71693 | 0.72966 | 0.73877 | 0.74744 | 0.77118 | 0.81255 | 0.8377 | 0.84184 | 0.84391 | 0.84424 | 0.83182 | 0.78665 | 0.70523 | 119
PA | Summer | 0.75808 | 0.74061 | 0.72909 | 0.7228 | 0.72235 | 0.73313 | 0.72531 | 0.73819 | 0.76298 | 0.78827 | 0.81223 | 0.83518 | 0.84488 | 0.84864 | 0.85326 | 0.86428 | 0.88045 | 0.89107 | 0.89338 | 0.89362 | 0.89213 | 0.88571 | 0.86033 | 0.81481 | 93
PA | Fall | 0.67869 | 0.63464 | 0.62047 | 0.62082 | 0.62921 | 0.65634 | 0.64896 | 0.64588 | 0.65759 | 0.68851 | 0.71968 | 0.74035 | 0.75018 | 0.75119 | 0.75981 | 0.77509 | 0.80946 | 0.83297 | 0.83655 | 0.8372 | 0.83448 | 0.82599 | 0.79498 | 0.73827 | 88
PA | Summer Peak | 0.81489 | 0.78307 | 0.74858 | 0.74317 | 0.73597 | 0.74277 | 0.69907 | 0.74358 | 0.7998 | 0.84055 | 0.87003 | 0.87399 | 0.88863 | 0.89661 | 0.90069 | 0.90225 | 0.90712 | 0.90732 | 0.90732 | 0.90732 | 0.90712 | 0.90537 | 0.89432 | 0.85515 | 6
PA | Winter Peak | 0.86851 | 0.86576 | 0.86576 | 0.86576 | 0.86811 | 0.87397 | 0.89195 | 0.89312 | 0.882 | 0.87976 | 0.87859 | 0.87767 | 0.87067 | 0.86267 | 0.86267 | 0.86975 | 0.89437 | 0.91309 | 0.90979 | 0.91309 | 0.91295 | 0.90304 | 0.89422 | 0.88204 | 8
RI | Winter | 0.5521 | 0.5521 | 0.5521 | 0.5521 | 0.5521 | 0.5521 | 0.5521 | 0.5521 | 0.5521 | 0.5521 | 0.5521 | 0.5521 | 0.5521 | 0.5521 | 0.5521 | 0.5521 | 0.5521 | 0.5521 | 0.5521 | 0.5521 | 0.5521 | 0.5521 | 0.5521 | 0.5521 | 31
RI | Spring | 0.5521 | 0.5521 | 0.5521 | 0.5521 | 0.5521 | 0.5521 | 0.5521 | 0.5521 | 0.5521 | 0.5521 | 0.5521 | 0.5521 | 0.5521 | 0.5521 | 0.5521 | 0.5521 | 0.5521 | 0.5521 | 0.5521 | 0.5521 | 0.5521 | 0.5521 | 0.5521 | 0.5521 | 103
RI | Summer | 0.5521 | 0.5521 | 0.5521 | 0.5521 | 0.5521 | 0.5521 | 0.5521 | 0.5521 | 0.5521 | 0.5521 | 0.5521 | 0.5521 | 0.5521 | 0.5521 | 0.5521 | 0.5521 | 0.5521 | 0.5521 | 0.5521 | 0.5521 | 0.5521 | 0.5521 | 0.5521 | 0.5521 | 116
RI | Fall | 0.5521 | 0.5521 | 0.5521 | 0.5521 | 0.5521 | 0.5521 | 0.5521 | 0.5521 | 0.5521 | 0.5521 | 0.5521 | 0.5521 | 0.5521 | 0.5521 | 0.5521 | 0.5521 | 0.5521 | 0.5521 | 0.5521 | 0.5521 | 0.5521 | 0.5521 | 0.5521 | 0.5521 | 89
RI | Summer Peak | 0.5521 | 0.5521 | 0.5521 | 0.5521 | 0.5521 | 0.5521 | 0.5521 | 0.5521 | 0.5521 | 0.5521 | 0.5521 | 0.5521 | 0.5521 | 0.5521 | 0.5521 | 0.5521 | 0.5521 | 0.5521 | 0.5521 | 0.5521 | 0.5521 | 0.5521 | 0.5521 | 0.5521 | 15
RI | Winter Peak | 0.5521 | 0.5521 | 0.5521 | 0.5521 | 0.5521 | 0.5521 | 0.5521 | 0.5521 | 0.5521 | 0.5521 | 0.5521 | 0.5521 | 0.5521 | 0.5521 | 0.5521 | 0.5521 | 0.5521 | 0.5521 | 0.5521 | 0.5521 | 0.5521 | 0.5521 | 0.5521 | 0.5521 | 11
SC | Winter | 0.65323 | 0.63865 | 0.63972 | 0.64005 | 0.68078 | 0.73998 | 0.79214 | 0.7954 | 0.7159 | 0.68256 | 0.66875 | 0.65843 | 0.64443 | 0.62491 | 0.6164 | 0.63163 | 0.76047 | 0.84677 | 0.86962 | 0.86915 | 0.85333 | 0.81352 | 0.75833 | 0.69445 | 29
SC | Spring | 0.48867 | 0.46108 | 0.45788 | 0.45722 | 0.47919 | 0.54313 | 0.54921 | 0.51919 | 0.49995 | 0.50832 | 0.5336 | 0.57062 | 0.58575 | 0.59057 | 0.59919 | 0.6388 | 0.71866 | 0.78852 | 0.80704 | 0.80104 | 0.78937 | 0.75216 | 0.67924 | 0.54705 | 140
SC | Summer | 0.56438 | 0.52815 | 0.51983 | 0.52179 | 0.53452 | 0.57559 | 0.59263 | 0.59425 | 0.59548 | 0.63046 | 0.67296 | 0.72226 | 0.74373 | 0.74268 | 0.75687 | 0.78994 | 0.83525 | 0.87557 | 0.90047 | 0.8864 | 0.86516 | 0.83107 | 0.73905 | 0.64918 | 95
SC | Fall | 0.47318 | 0.44437 | 0.43778 | 0.43527 | 0.46709 | 0.52235 | 0.53939 | 0.48688 | 0.47297 | 0.49544 | 0.51804 | 0.5605 | 0.57572 | 0.58221 | 0.59232 | 0.62719 | 0.70504 | 0.74827 | 0.75839 | 0.75201 | 0.7374 | 0.70718 | 0.63775 | 0.52818 | 65
SC | Summer Peak | 0.65764 | 0.59831 | 0.57659 | 0.57439 | 0.58065 | 0.59288 | 0.56573 | 0.58202 | 0.61234 | 0.68479 | 0.80509 | 0.87884 | 0.92931 | 0.96166 | 0.98299 | 0.98852 | 0.99627 | 1 | 1 | 1 | 0.99104 | 0.95612 | 0.85794 | 0.70868 | 23
SC | Winter Peak | 0.58611 | 0.5757 | 0.5757 | 0.5757 | 0.60694 | 0.68706 | 0.76173 | 0.7678 | 0.68711 | 0.65771 | 0.65597 | 0.64383 | 0.6382 | 0.62779 | 0.60777 | 0.68631 | 0.77906 | 0.86922 | 0.8869 | 0.87363 | 0.85268 | 0.79621 | 0.73035 | 0.65981 | 13
SD | Winter | 0.18774 | 0.17921 | 0.17494 | 0.17494 | 0.18059 | 0.20908 | 0.23171 | 0.23975 | 0.25174 | 0.25174 | 0.25543 | 0.25174 | 0.2586 | 0.24748 | 0.2453 | 0.24148 | 0.27308 | 0.30721 | 0.27428 | 0.26065 | 0.24045 | 0.23119 | 0.21334 | 0.21224 | 86
SD | Spring | 0.39447 | 0.39447 | 0.39447 | 0.39447 | 0.43336 | 0.49538 | 0.49538 | 0.50456 | 0.53208 | 0.54125 | 0.5596 | 0.5596 | 0.56594 | 0.57795 | 0.57795 | 0.60547 | 0.59629 | 0.60547 | 0.58712 | 0.60547 | 0.59629 | 0.57795 | 0.51373 | 0.44951 | 40
SD | Summer | 0.35656 | 0.33963 | 0.34225 | 0.33943 | 0.35814 | 0.40012 | 0.43924 | 0.45727 | 0.48448 | 0.5199 | 0.53873 | 0.54431 | 0.54125 | 0.54278 | 0.54431 | 0.57489 | 0.60093 | 0.59875 | 0.58017 | 0.56162 | 0.53819 | 0.48135 | 0.41909 | 0.38836 | 120
SD | Fall | 0.37211 | 0.35838 | 0.36218 | 0.3858 | 0.42193 | 0.46703 | 0.48758 | 0.51468 | 0.51468 | 0.52647 | 0.53375 | 0.53145 | 0.51703 | 0.5159 | 0.52012 | 0.56234 | 0.57187 | 0.57187 | 0.55281 | 0.54067 | 0.51489 | 0.46703 | 0.40507 | 0.36578 | 77
SD | Summer Peak | 0.51602 | 0.48162 | 0.48162 | 0.48162 | 0.49309 | 0.50456 | 0.56189 | 0.61923 | 0.6307 | 0.66859 | 0.71097 | 0.7339 | 0.7339 | 0.7339 | 0.7339 | 0.7339 | 0.7339 | 0.7339 | 0.72243 | 0.72946 | 0.72243 | 0.71097 | 0.64264 | 0.62485 | 32
SD | Winter Peak | 0.44034 | 0.4688 | 0.4752 | 0.47704 | 0.51373 | 0.62382 | 0.66051 | 0.62382 | 0.66051 | 0.66051 | 0.69721 | 0.69721 | 0.67817 | 0.66051 | 0.66051 | 0.69721 | 0.7339 | 0.69721 | 0.69721 | 0.69721 | 0.69721 | 0.69721 | 0.58712 | 0.40365 | 10
TN | Winter | 0.65209 | 0.64544 | 0.64544 | 0.64544 | 0.65209 | 0.65209 | 0.6509 | 0.64278 | 0.64278 | 0.64278 | 0.64278 | 0.64278 | 0.64278 | 0.64278 | 0.64278 | 0.65209 | 0.65209 | 0.65209 | 0.65209 | 0.65209 | 0.65209 | 0.65209 | 0.65209 | 0.65209 | 35
TN | Spring | 0.65209 | 0.65011 | 0.65209 | 0.65209 | 0.65209 | 0.65209 | 0.65209 | 0.65209 | 0.65209 | 0.65209 | 0.65209 | 0.65209 | 0.65209 | 0.65209 | 0.65209 | 0.65209 | 0.65209 | 0.65209 | 0.65209 | 0.65209 | 0.65209 | 0.65209 | 0.65209 | 0.65209 | 47
TN | Summer | 0.65209 | 0.65209 | 0.64818 | 0.64731 | 0.64165 | 0.62293 | 0.62537 | 0.64346 | 0.65049 | 0.65209 | 0.65209 | 0.65209 | 0.65209 | 0.65209 | 0.65209 | 0.65209 | 0.65209 | 0.65209 | 0.65209 | 0.65209 | 0.65209 | 0.65209 | 0.65209 | 0.65209 | 107
TN | Fall | 0.64981 | 0.64917 | 0.65026 | 0.65148 | 0.64719 | 0.63643 | 0.6236 | 0.63218 | 0.64339 | 0.64658 | 0.64824 | 0.64597 | 0.64493 | 0.64519 | 0.64627 | 0.65209 | 0.65209 | 0.65209 | 0.65209 | 0.65209 | 0.65209 | 0.65209 | 0.65209 | 0.64995 | 152
TN | Summer Peak | 0.65209 | 0.65209 | 0.65209 | 0.65209 | 0.65209 | 0.60277 | 0.63916 | 0.65209 | 0.65209 | 0.65209 | 0.65209 | 0.65209 | 0.65209 | 0.65209 | 0.65209 | 0.65209 | 0.65209 | 0.65209 | 0.65209 | 0.65209 | 0.65209 | 0.65209 | 0.65209 | 0.65209 | 18
TN | Winter Peak | 0.65209 | 0.65209 | 0.65209 | 0.65209 | 0.65209 | 0.65209 | 0.65209 | 0.65209 | 0.65209 | 0.65209 | 0.65209 | 0.65209 | 0.65209 | 0.65209 | 0.65209 | 0.65209 | 0.65209 | 0.65209 | 0.65209 | 0.65209 | 0.65209 | 0.65209 | 0.65209 | 0.65209 | 6
TX | Winter | 0.32103 | 0.31038 | 0.30626 | 0.30767 | 0.319 | 0.35546 | 0.36072 | 0.3336 | 0.32096 | 0.33847 | 0.36429 | 0.39119 | 0.41825 | 0.43239 | 0.44875 | 0.47347 | 0.52461 | 0.58259 | 0.59852 | 0.5922 | 0.57358 | 0.52671 | 0.442 | 0.36633 | 107
TX | Spring | 0.55862 | 0.53347 | 0.52494 | 0.52743 | 0.54623 | 0.58398 | 0.57918 | 0.54156 | 0.52815 | 0.57443 | 0.62826 | 0.67156 | 0.69701 | 0.70963 | 0.72076 | 0.73266 | 0.77294 | 0.82714 | 0.84989 | 0.84403 | 0.81994 | 0.76729 | 0.67044 | 0.5711 | 110
TX | Summer | 0.44522 | 0.43507 | 0.43272 | 0.43825 | 0.47214 | 0.51266 | 0.50846 | 0.4254 | 0.39961 | 0.415 | 0.45044 | 0.47705 | 0.49654 | 0.50973 | 0.52433 | 0.54517 | 0.62924 | 0.78804 | 0.84368 | 0.82706 | 0.7918 | 0.72518 | 0.62533 | 0.54002 | 63
TX | Fall | 0.74488 | 0.715 | 0.70375 | 0.71451 | 0.75865 | 0.80194 | 0.74633 | 0.64554 | 0.63363 | 0.68643 | 0.7447 | 0.79361 | 0.83008 | 0.85323 | 0.87415 | 0.89531 | 0.93646 | 1 | 1 | 1 | 1 | 0.97531 | 0.87147 | 0.76904 | 60
TX | Summer Peak | 0.92198 | 0.90457 | 0.90658 | 0.91688 | 0.96757 | 1 | 1 | 0.90677 | 0.87793 | 0.92156 | 0.9653 | 0.99733 | 1 | 1 | 1 | 1 | 1 | 1 | 1 | 1 | 1 | 1 | 1 | 1 | 6
TX | Winter Peak | 0.2758 | 0.27925 | 0.28058 | 0.29178 | 0.31445 | 0.36275 | 0.40405 | 0.3597 | 0.27854 | 0.27125 | 0.27259 | 0.27277 | 0.27682 | 0.27765 | 0.28064 | 0.30097 | 0.50044 | 0.67734 | 0.68983 | 0.66867 | 0.6266 | 0.56646 | 0.4778 | 0.4113 | 19
UT | Winter | 0.46774 | 0.46643 | 0.46462 | 0.46462 | 0.46579 | 0.46774 | 0.42817 | 0.35278 | 0.33251 | 0.33629 | 0.34794 | 0.36279 | 0.36654 | 0.37439 | 0.37691 | 0.38729 | 0.43129 | 0.46856 | 0.50031 | 0.5163 | 0.51129 | 0.50754 | 0.49057 | 0.46208 | 72
UT | Spring | 0.60523 | 0.59425 | 0.58612 | 0.58656 | 0.58736 | 0.59299 | 0.60103 | 0.58569 | 0.50806 | 0.47192 | 0.46939 | 0.47214 | 0.47472 | 0.46716 | 0.45902 | 0.4874 | 0.59542 | 0.62634 | 0.63216 | 0.6308 | 0.63284 | 0.62783 | 0.61509 | 0.61041 | 66
UT | Summer | 0.50382 | 0.49879 | 0.49873 | 0.49682 | 0.50061 | 0.50454 | 0.4771 | 0.40541 | 0.3599 | 0.36074 | 0.37378 | 0.38257 | 0.38401 | 0.38549 | 0.38799 | 0.41107 | 0.48831 | 0.51534 | 0.54022 | 0.56451 | 0.55751 | 0.55062 | 0.53337 | 0.51529 | 148
UT | Fall | 0.68085 | 0.67635 | 0.66557 | 0.66443 | 0.66379 | 0.66312 | 0.60509 | 0.48728 | 0.47652 | 0.50617 | 0.54852 | 0.59924 | 0.60839 | 0.6158 | 0.62921 | 0.63692 | 0.66549 | 0.69319 | 0.73087 | 0.77529 | 0.76161 | 0.75203 | 0.7432 | 0.6968 | 38
UT | Summer Peak | 0.68597 | 0.67345 | 0.6664 | 0.66402 | 0.6664 | 0.66775 | 0.59122 | 0.47471 | 0.47565 | 0.50143 | 0.57051 | 0.58713 | 0.60833 | 0.63219 | 0.64265 | 0.66212 | 0.69244 | 0.72486 | 0.77442 | 0.78015 | 0.77082 | 0.77039 | 0.75923 | 0.72897 | 21
UT | Winter Peak | 0.65882 | 0.65024 | 0.65024 | 0.65024 | 0.65024 | 0.66765 | 0.67912 | 0.66413 | 0.54623 | 0.50752 | 0.51058 | 0.50594 | 0.5036 | 0.49762 | 0.48479 | 0.50934 | 0.68891 | 0.71719 | 0.71804 | 0.71662 | 0.71064 | 0.70323 | 0.66707 | 0.65857 | 20
VT | Winter | 0.53818 | 0.5259 | 0.52201 | 0.52158 | 0.53045 | 0.55648 | 0.58746 | 0.59068 | 0.56342 | 0.5411 | 0.52451 | 0.5176 | 0.51343 | 0.50626 | 0.50492 | 0.51829 | 0.56216 | 0.61722 | 0.65559 | 0.66468 | 0.65635 | 0.63772 | 0.60661 | 0.56849 | 57
VT | Spring | 0.47147 | 0.4479 | 0.43981 | 0.43978 | 0.45117 | 0.47542 | 0.47469 | 0.46007 | 0.44697 | 0.44353 | 0.45389 | 0.46702 | 0.47938 | 0.48906 | 0.49852 | 0.51262 | 0.53898 | 0.57895 | 0.60544 | 0.62982 | 0.63548 | 0.61951 | 0.57568 | 0.52064 | 122
VT | Summer | 0.65524 | 0.61379 | 0.59111 | 0.58418 | 0.58689 | 0.59208 | 0.57887 | 0.58326 | 0.58587 | 0.609 | 0.65409 | 0.69903 | 0.73283 | 0.75441 | 0.76827 | 0.77995 | 0.79009 | 0.80213 | 0.81638 | 0.82781 | 0.83262 | 0.82511 | 0.7724 | 0.70658 | 111
VT | Fall | 0.54519 | 0.52578 | 0.51755 | 0.51502 | 0.52176 | 0.54766 | 0.55967 | 0.53843 | 0.52492 | 0.51416 | 0.52958 | 0.55276 | 0.57264 | 0.58704 | 0.59774 | 0.61835 | 0.65594 | 0.68909 | 0.72568 | 0.73505 | 0.72367 | 0.68884 | 0.63544 | 0.58337 | 62
VT | Summer Peak | 0.73029 | 0.68008 | 0.65209 | 0.63756 | 0.6374 | 0.64115 | 0.61331 | 0.64431 | 0.66919 | 0.71561 | 0.76631 | 0.81417 | 0.83176 | 0.83935 | 0.84509 | 0.84953 | 0.85561 | 0.86037 | 0.87105 | 0.87575 | 0.88597 | 0.90041 | 0.87393 | 0.81443 | 6
VT | Winter Peak | 0.64323 | 0.63283 | 0.62936 | 0.62643 | 0.63446 | 0.66574 | 0.70378 | 0.69819 | 0.66145 | 0.61702 | 0.59971 | 0.58437 | 0.57224 | 0.54449 | 0.54098 | 0.56925 | 0.635 | 0.68678 | 0.7241 | 0.73002 | 0.72478 | 0.72632 | 0.7068 | 0.66856 | 7
VA | Winter | 0.83466 | 0.83191 | 0.83214 | 0.8322 | 0.83392 | 0.83738 | 0.84994 | 0.8493 | 0.842 | 0.84052 | 0.83864 | 0.83773 | 0.83455 | 0.831 | 0.82551 | 0.83129 | 0.84631 | 0.86028 | 0.86362 | 0.86377 | 0.8607 | 0.85253 | 0.84412 | 0.83801 | 39
VA | Spring | 0.57408 | 0.56235 | 0.5574 | 0.55607 | 0.55879 | 0.57969 | 0.57429 | 0.57314 | 0.58147 | 0.59742 | 0.63157 | 0.66933 | 0.68827 | 0.70072 | 0.71685 | 0.73319 | 0.75852 | 0.7804 | 0.79332 | 0.78977 | 0.78803 | 0.77121 | 0.72297 | 0.64437 | 102
VA | Summer | 0.66401 | 0.65953 | 0.65797 | 0.65882 | 0.66459 | 0.68609 | 0.68159 | 0.66245 | 0.64968 | 0.65562 | 0.66426 | 0.67928 | 0.68423 | 0.6888 | 0.69217 | 0.70916 | 0.75317 | 0.78111 | 0.78291 | 0.7817 | 0.77844 | 0.76204 | 0.72071 | 0.68874 | 72
VA | Fall | 0.64916 | 0.62254 | 0.60651 | 0.60201 | 0.60323 | 0.61075 | 0.61241 | 0.61991 | 0.63322 | 0.65777 | 0.69463 | 0.72683 | 0.754 | 0.76836 | 0.77917 | 0.79741 | 0.82308 | 0.83903 | 0.84839 | 0.84585 | 0.83489 | 0.80736 | 0.74368 | 0.68067 | 138
VA | Summer Peak | 0.45474 | 0.40372 | 0.40372 | 0.40372 | 0.40372 | 0.40372 | 0.40372 | 0.40372 | 0.42527 | 0.46381 | 0.51367 | 0.61048 | 0.68703 | 0.71371 | 0.72371 | 0.74721 | 0.79182 | 0.81554 | 0.8506 | 0.8369 | 0.82314 | 0.79458 | 0.6834 | 0.608 | 5
VA | Winter Peak | 0.83777 | 0.83777 | 0.83777 | 0.83777 | 0.83777 | 0.83777 | 0.84071 | 0.8466 | 0.8466 | 0.8466 | 0.84703 | 0.84954 | 0.8466 | 0.84071 | 0.84071 | 0.84071 | 0.85118 | 0.86164 | 0.86327 | 0.86327 | 0.85869 | 0.84905 | 0.84022 | 0.84022 | 9
WA | Winter | 0.6774 | 0.6774 | 0.6774 | 0.6774 | 0.6774 | 0.6774 | 0.6774 | 0.6774 | 0.6774 | 0.6774 | 0.6774 | 0.6774 | 0.6774 | 0.6774 | 0.6774 | 0.6774 | 0.6774 | 0.6774 | 0.6774 | 0.6774 | 0.6774 | 0.6774 | 0.6774 | 0.6774 | 65
WA | Spring | 0.6774 | 0.6774 | 0.6774 | 0.6774 | 0.6774 | 0.6774 | 0.6774 | 0.6774 | 0.6774 | 0.6774 | 0.6774 | 0.6774 | 0.6774 | 0.6774 | 0.6774 | 0.6774 | 0.6774 | 0.6774 | 0.6774 | 0.6774 | 0.6774 | 0.6774 | 0.6774 | 0.6774 | 88
WA | Summer | 0.6774 | 0.6774 | 0.6774 | 0.6774 | 0.6774 | 0.6774 | 0.6774 | 0.6774 | 0.6774 | 0.6774 | 0.6774 | 0.6774 | 0.6774 | 0.6774 | 0.6774 | 0.6774 | 0.6774 | 0.6774 | 0.6774 | 0.6774 | 0.6774 | 0.6774 | 0.6774 | 0.6774 | 100
WA | Fall | 0.6774 | 0.6774 | 0.6774 | 0.6774 | 0.6774 | 0.6774 | 0.6774 | 0.6774 | 0.6774 | 0.6774 | 0.6774 | 0.6774 | 0.6774 | 0.6774 | 0.6774 | 0.6774 | 0.6774 | 0.6774 | 0.6774 | 0.6774 | 0.6774 | 0.6774 | 0.6774 | 0.6774 | 89
WA | Summer Peak | 0.6774 | 0.6774 | 0.6774 | 0.6774 | 0.6774 | 0.6774 | 0.6774 | 0.6774 | 0.6774 | 0.6774 | 0.6774 | 0.6774 | 0.6774 | 0.6774 | 0.6774 | 0.6774 | 0.6774 | 0.6774 | 0.6774 | 0.6774 | 0.6774 | 0.6774 | 0.6774 | 0.6774 | 5
WA | Winter Peak | 0.6774 | 0.6774 | 0.6774 | 0.6774 | 0.6774 | 0.6774 | 0.6774 | 0.6774 | 0.6774 | 0.6774 | 0.6774 | 0.6774 | 0.6774 | 0.6774 | 0.6774 | 0.6774 | 0.6774 | 0.6774 | 0.6774 | 0.6774 | 0.6774 | 0.6774 | 0.6774 | 0.6774 | 18
WV | Winter | 0.6321 | 0.6321 | 0.6321 | 0.6321 | 0.6321 | 0.6321 | 0.6321 | 0.6321 | 0.6321 | 0.6321 | 0.6321 | 0.6321 | 0.6321 | 0.6321 | 0.6321 | 0.6321 | 0.6321 | 0.6321 | 0.6321 | 0.6321 | 0.6321 | 0.6321 | 0.6321 | 0.6321 | 30
WV | Spring | 0.57943 | 0.56187 | 0.54577 | 0.55602 | 0.56021 | 0.56187 | 0.56187 | 0.56493 | 0.57878 | 0.58528 | 0.59406 | 0.60869 | 0.6204 | 0.6204 | 0.61747 | 0.62625 | 0.6321 | 0.6321 | 0.6321 | 0.6321 | 0.6321 | 0.6321 | 0.61011 | 0.58821 | 108
WV | Summer | 0.58373 | 0.57405 | 0.5676 | 0.57405 | 0.57728 | 0.58695 | 0.5805 | 0.57638 | 0.58695 | 0.59018 | 0.60308 | 0.6063 | 0.6063 | 0.61288 | 0.61598 | 0.61598 | 0.62565 | 0.6321 | 0.6321 | 0.6321 | 0.6321 | 0.6321 | 0.6063 | 0.59663 | 98
WV | Fall | 0.56308 | 0.54492 | 0.54492 | 0.54392 | 0.54492 | 0.54128 | 0.52675 | 0.53038 | 0.54855 | 0.56308 | 0.58488 | 0.60304 | 0.61031 | 0.61757 | 0.61757 | 0.61757 | 0.6321 | 0.6321 | 0.6321 | 0.6321 | 0.6321 | 0.6321 | 0.6212 | 0.58618 | 87
WV | Summer Peak | 0.50637 | 0.46576 | 0.45744 | 0.44081 | 0.43249 | 0.41586 | 0.42417 | 0.45281 | 0.49903 | 0.57388 | 0.59052 | 0.59883 | 0.62378 | 0.62378 | 0.6321 | 0.6321 | 0.6321 | 0.6321 | 0.6321 | 0.6321 | 0.6321 | 0.6321 | 0.60715 | 0.55725 | 38
WV | Winter Peak | 0.6321 | 0.6321 | 0.6321 | 0.6321 | 0.6321 | 0.6321 | 0.6321 | 0.6321 | 0.6321 | 0.6321 | 0.6321 | 0.6321 | 0.6321 | 0.6321 | 0.6321 | 0.6321 | 0.6321 | 0.6321 | 0.6321 | 0.6321 | 0.6321 | 0.6321 | 0.6321 | 0.6321 | 4
WI | Winter | 0.5645 | 0.54906 | 0.55763 | 0.57071 | 0.61677 | 0.64161 | 0.6436 | 0.65601 | 0.67321 | 0.6799 | 0.68955 | 0.69271 | 0.6949 | 0.69378 | 0.69286 | 0.70608 | 0.72677 | 0.74045 | 0.74023 | 0.73984 | 0.73247 | 0.70826 | 0.65404 | 0.60616 | 62
WI | Spring | 0.61084 | 0.59774 | 0.58991 | 0.60119 | 0.62399 | 0.66942 | 0.68955 | 0.69336 | 0.69669 | 0.70765 | 0.71417 | 0.71608 | 0.71377 | 0.70931 | 0.7121 | 0.72833 | 0.7602 | 0.76812 | 0.76508 | 0.76313 | 0.75546 | 0.73158 | 0.68965 | 0.65359 | 101
WI | Summer | 0.58365 | 0.55197 | 0.53784 | 0.56495 | 0.59932 | 0.61827 | 0.63617 | 0.66284 | 0.68883 | 0.71279 | 0.72939 | 0.74019 | 0.74886 | 0.74785 | 0.74612 | 0.75457 | 0.76603 | 0.77157 | 0.76962 | 0.76445 | 0.75816 | 0.73722 | 0.67458 | 0.60151 | 50
WI | Fall | 0.54989 | 0.52871 | 0.52295 | 0.53192 | 0.5639 | 0.59364 | 0.61493 | 0.63777 | 0.66785 | 0.70213 | 0.71603 | 0.72296 | 0.72233 | 0.72024 | 0.72661 | 0.74097 | 0.75644 | 0.7594 | 0.75988 | 0.75762 | 0.75192 | 0.72149 | 0.64617 | 0.58006 | 118
WI | Summer Peak | 0.60779 | 0.58773 | 0.57725 | 0.58499 | 0.60589 | 0.61356 | 0.62434 | 0.68806 | 0.71851 | 0.75463 | 0.78085 | 0.79992 | 0.80479 | 0.8063 | 0.8056 | 0.80803 | 0.81209 | 0.81454 | 0.81291 | 0.81291 | 0.80885 | 0.77435 | 0.70841 | 0.66174 | 19
WI | Winter Peak | 0.66993 | 0.65959 | 0.65866 | 0.65866 | 0.67312 | 0.71161 | 0.73352 | 0.73715 | 0.73409 | 0.74493 | 0.75392 | 0.7529 | 0.75187 | 0.75085 | 0.75097 | 0.75355 | 0.76312 | 0.76312 | 0.76312 | 0.76003 | 0.75815 | 0.74978 | 0.71917 | 0.64746 | 15
WY | Winter | 0.61251 | 0.61031 | 0.61031 | 0.61031 | 0.61031 | 0.61251 | 0.59268 | 0.49133 | 0.46489 | 0.45828 | 0.4726 | 0.49133 | 0.49133 | 0.48913 | 0.48693 | 0.50896 | 0.59048 | 0.6234 | 0.62133 | 0.62133 | 0.62133 | 0.61692 | 0.61031 | 0.60811 | 152
WY | Spring | 0.58308 | 0.58009 | 0.58009 | 0.5771 | 0.58009 | 0.58009 | 0.55916 | 0.49936 | 0.41563 | 0.40666 | 0.41264 | 0.41862 | 0.41427 | 0.41115 | 0.40666 | 0.46049 | 0.53225 | 0.5954 | 0.60401 | 0.607 | 0.60999 | 0.60977 | 0.59205 | 0.58906 | 112
WY | Summer | 0.6698 | 0.6698 | 0.6698 | 0.6698 | 0.6698 | 0.6698 | 0.6698 | 0.6698 | 0.6698 | 0.6698 | 0.6698 | 0.41821 | 0.3349 | 0.3349 | 0.3349 | 0.6698 | 0.6698 | 0.6698 | 0.6698 | 0.6698 | 0.6698 | 0.6698 | 0.6698 | 0.6698 | 2
WY | Fall | 0.65145 | 0.65145 | 0.65145 | 0.65145 | 0.65604 | 0.65604 | 0.63768 | 0.51841 | 0.47712 | 0.51841 | 0.56428 | 0.60098 | 0.60557 | 0.60557 | 0.60557 | 0.62392 | 0.64686 | 0.66521 | 0.6698 | 0.66521 | 0.66521 | 0.66521 | 0.66521 | 0.66521 | 73
WY | Summer Peak | 0.6698 | 0.6698 | 0.6698 | 0.6698 | 0.6698 | 0.6698 | 0.6698 | 0.5516 | 0.5516 | 0.5713 | 0.6501 | 0.6698 | 0.6698 | 0.6698 | 0.6698 | 0.6698 | 0.6698 | 0.6698 | 0.6698 | 0.6698 | 0.6698 | 0.6698 | 0.6698 | 0.6698 | 17
WY | Winter Peak | 0.6698 | 0.6698 | 0.6698 | 0.6698 | 0.6698 | 0.6698 | 0.6698 | 0.6698 | 0.55817 | 0.55817 | 0.55817 | 0.55817 | 0.55817 | 0.55817 | 0.55817 | 0.55817 | 0.59538 | 0.6698 | 0.6698 | 0.6698 | 0.6698 | 0.6698 | 0.6698 | 0.6698 | 9
Provenance: <state-eps-data>/<ST>/elec/SYSHECF/SYSHECF-combined-cycle.csv (natural gas combined cycle expected hourly capacity factor, 6 timeslices x 24 hours) and <ST>/elec/SHELF/SHELF-days-per-timeslice.csv (column AA), pasted as values on 2026-09-09 from C:\Users\RobbieOrvis\Models\state-eps-data-repository. The EPS generates BDESC gas at exactly these factors, so their day-weighted mean converts load served into the capacity the model must be given.

## Calcs
Calcs - all 48 states, one matrix
Reads top to bottom in dependency order; every block shares one year axis so the columns line up all the way down. Sections 5 and 6 are the reallocation: the national total (section 4) is fixed, and only each state share of it changes, by how much room the state has left. About!B1 selects the state summarised in section 7; the three BDESC output tabs read section 7. No typed-in numbers - every formula points at a raw embed or a Keys constant.
SECTION 1 - Constants
Read once here, then referenced by every row below. headroom_f is the single judgement parameter in this design - it sets how full a state can get, and it is calibrated on the CEC California forecast (see Keys and the Sources tab).
Calculation | Value
Anchor year = latest year in the 861M embed | 2024
Anchor month = latest month in that year | 5
DC-to-AC derate (Keys dc_to_ac_derate) | 0.833
headroom_f - economic ceiling as a fraction of technical potential | 0.3055
GW to MW (Keys gw_to_mw) | 1000
Ceiling floor margin (Keys ceiling_floor_margin) | 1.0001
Percent to fraction (Keys pct_to_fraction) | 0.01
Ground-mount screen threshold (Keys min_plausible_cf) | 0.08
Hours per year (Keys hours_per_year) | 8760
GWh -> MWh (Keys gwh_to_mwh) | 1000
EIA small-scale generation vintage (Keys dpv_period) | 2024
EIA sectorid, residential (Keys dpv_sector_res) | 8
EIA sectorid, commercial (Keys dpv_sector_com) | 96
EIA sectorid, industrial (Keys dpv_sector_ind) | 97
AEO base year - no new capacity is allocated through this year | 2025
Row of the residential own-use series in AEO_T4_national | 47
Row of the commercial own-use series in AEO_T5_national | 38
SECTION 2 - How fast rooftop generation grows NATIONALLY (year block)
AEO on-site generation for own use, as a ratio to the base year. This is the only growth signal in the workbook, and it applies to the 48-state TOTAL - not to any individual state. AEO publishes own-generation nationally only; per-state shape sources were tested and rejected (see Sources).
Year | 2021 | 2022 | 2023 | 2024 | 2025 | 2026 | 2027 | 2028 | 2029 | 2030 | 2031 | 2032 | 2033 | 2034 | 2035 | 2036 | 2037 | 2038 | 2039 | 2040 | 2041 | 2042 | 2043 | 2044 | 2045 | 2046 | 2047 | 2048 | 2049 | 2050
Column of that year inside the AEO embeds (blank before the base year) |  |  |  |  | 1 | 2 | 3 | 4 | 5 | 6 | 7 | 8 | 9 | 10 | 11 | 12 | 13 | 14 | 15 | 16 | 17 | 18 | 19 | 20 | 21 | 22 | 23 | 24 | 25 | 26
Residential on-site generation for own use, quads |  |  |  |  | 0.18513 | 0.19618 | 0.20807 | 0.22029 | 0.23191 | 0.24405 | 0.25699 | 0.26999 | 0.28356 | 0.29791 | 0.31315 | 0.32913 | 0.34616 | 0.36399 | 0.38263 | 0.40192 | 0.42192 | 0.44253 | 0.46366 | 0.48558 | 0.50806 | 0.53128 | 0.55523 | 0.58008 | 0.60541 | 0.63153
Commercial on-site generation for own use, quads |  |  |  |  | 0.15951 | 0.17868 | 0.19481 | 0.20257 | 0.20728 | 0.21265 | 0.21679 | 0.22007 | 0.22376 | 0.22936 | 0.23389 | 0.23771 | 0.24441 | 0.25093 | 0.25883 | 0.26565 | 0.26933 | 0.27484 | 0.27782 | 0.28117 | 0.28391 | 0.28816 | 0.29342 | 0.29878 | 0.30283 | 0.30806
RESIDENTIAL national growth ratio = own-use(y) / own-use(base year) | 1 | 1 | 1 | 1 | 1 | 1.0597 | 1.1239 | 1.1899 | 1.2527 | 1.3182 | 1.3881 | 1.4584 | 1.5316 | 1.6092 | 1.6915 | 1.7778 | 1.8698 | 1.9661 | 2.0668 | 2.171 | 2.279 | 2.3904 | 2.5045 | 2.6229 | 2.7443 | 2.8697 | 2.9991 | 3.1333 | 3.2701 | 3.4112
COMMERCIAL national growth ratio = own-use(y) / own-use(base year) | 1 | 1 | 1 | 1 | 1 | 1.1202 | 1.2213 | 1.2699 | 1.2995 | 1.3331 | 1.3591 | 1.3797 | 1.4028 | 1.4379 | 1.4663 | 1.4903 | 1.5322 | 1.5731 | 1.6227 | 1.6654 | 1.6885 | 1.7231 | 1.7417 | 1.7627 | 1.7799 | 1.8065 | 1.8395 | 1.8731 | 1.8985 | 1.9313
SECTION 3 - Where each state starts, and where it saturates
One row per state. B-H are observed capacity summed straight from the raw embeds; I-J turn the 2023 pair into a gross-up factor; K-L are the START LEVEL each state is allocated from; M-N are its physical roof-area limit; O-P are the economic CEILING the allocation approaches, split between sectors by the state own mix.
State | EIA-861M 2024 net-metered PV, residential | EIA-861M 2024 net-metered PV, commercial | EIA-861M 2024 net-metered PV, industrial | EIA-861 2023 net-metered PV, residential | EIA-861 2023 net-metered PV, commercial + industrial | EIA-861 2023 NON-net-metered distributed PV, residential | EIA-861 2023 NON-net-metered distributed PV, commercial + industrial | Gross-up factor, residential = 1 + G/E | Gross-up factor, commercial = 1 + H/F | START LEVEL residential = B x I, or E+G where B is zero | EIA small-scale PV generation 2024, residential | EIA small-scale PV generation 2024, commercial + industrial | Implied residential capacity factor = L / (K x hours_per_year) | Commercial start level BEFORE the ground-mount screen = (C+D) x J, or F+H where C+D is zero | Implied commercial capacity factor = M / (O x hours_per_year) | START LEVEL commercial = O, or M re-anchored at the residential CF when P < min_plausible_cf | NREL rooftop technical potential (Gagnon 2016) | Technical potential, AC basis = R x gw_to_mw x derate | CEILING residential = headroom_f x S x residential share of K+Q | CEILING commercial = headroom_f x S x commercial share of K+Q
| MW-AC | MW-AC | MW-AC | MW-AC | MW-AC | MW-AC | MW-AC | ratio | ratio | MW-AC | GWh | GWh | ratio | MW-AC | ratio | MW-AC | GW-DC | MW-AC | MW-AC | MW-AC
AL | 0 | 0 | 0 | 0.80881 | 0.6 | 3.27 | 11.092 | 5.043 | 19.4867 | 4.0788 | 7.2034 | 19.8905 | 0.2016 | 11.692 | 0.1942 | 11.692 | 20.4 | 16993.2 | 1342.6599 | 3848.7627
AZ | 2154.7231 | 630.32 | 7.28 | 2105.2711 | 634.2628 | 0.4 | 0.40567 | 1.0002 | 1.0006 | 2155.1325 | 4235.7533 | 1209.9972 | 0.22436 | 638.0078 | 0.2165 | 638.0078 | 16.3 | 13577.9 | 3200.5531 | 947.4953
AR | 123.5565 | 68.1004 | 10.7077 | 143.0726 | 103.1326 | 0 | 1.99 | 1 | 1.0193 | 123.5565 | 259.3694 | 251.8685 | 0.23963 | 80.3287 | 0.35793 | 80.3287 | 12.2 | 10162.6 | 1881.4638 | 1223.2105
CA | 11914.0216 | 3314.2985 | 1753.905 | 11630.1138 | 4960.3642 | 8.761 | 174.909 | 1.0008 | 1.0353 | 11922.9964 | 21997.7645 | 9726.4641 | 0.21061 | 5246.9151 | 0.21162 | 5246.9151 | 128.9 | 107373.7 | 22778.5717 | 10024.0936
CO | 772.7593 | 199.0187 | 32.1091 | 837.2984 | 242.9276 | 2.1893 | 3.1167 | 1.0026 | 1.0128 | 774.7798 | 1565.6 | 469.8842 | 0.23067 | 234.0931 | 0.22914 | 234.0931 | 16.2 | 13494.6 | 3166.0158 | 956.5845
CT | 712.885 | 266.679 | 37.366 | 668.878 | 295.75 | 0.261 | 3.065 | 1.0004 | 1.0104 | 713.1632 | 969.9437 | 488.2914 | 0.15526 | 307.196 | 0.18145 | 307.196 | 12.8 | 10662.4 | 2276.6802 | 980.683
DE | 99.7913 | 26.8725 | 6.34 | 99.4874 | 33.6991 | 0 | 0 | 1 | 1 | 99.7913 | 154.1991 | 48.554 | 0.17639 | 33.2125 | 0.16689 | 33.2125 | 2.9 | 2415.7 | 553.7108 | 184.2855
FL | 1991.9002 | 155.5411 | 44.6724 | 2320.9068 | 234.4411 | 1.0379 | 4.716 | 1.0004 | 1.0201 | 1992.791 | 4194.8343 | 416.5458 | 0.2403 | 204.241 | 0.23282 | 204.241 | 76.2 | 63474.6 | 17588.8142 | 1802.6761
GA | 77.9454 | 28.8629 | 3.493 | 82.1598 | 34.7851 | 35.1258 | 166.7972 | 1.4275 | 5.7951 | 111.2695 | 214.7835 | 353.3734 | 0.22035 | 187.5047 | 0.21514 | 187.5047 | 34.6 | 28821.8 | 3279.1801 | 5525.8798
ID | 139.812 | 9.2922 | 17.9278 | 130.3562 | 26.6807 | 0 | 0 | 1 | 1 | 139.812 | 230.4129 | 45.8938 | 0.18813 | 27.2201 | 0.19247 | 27.2201 | 4.7 | 3915.1 | 1001.1489 | 194.9141
IL | 603.435 | 366.4461 | 2.18 | 555.5094 | 347.0822 | 20.4873 | 170.9293 | 1.0369 | 1.4925 | 625.6898 | 1013.8419 | 716.1986 | 0.18497 | 550.1652 | 0.14861 | 550.1652 | 44.1 | 36735.3 | 5971.7293 | 5250.9049
IN | 73.398 | 132.261 | 9.425 | 91.3337 | 134.3496 | 6.747 | 7.449 | 1.0739 | 1.0554 | 78.8201 | 158.3036 | 228.3716 | 0.22927 | 149.5418 | 0.17433 | 149.5418 | 26.3 | 21907.9 | 2310.0703 | 4382.7931
IA | 108.748 | 126.229 | 8.82 | 115.8043 | 137.1029 | 8.9055 | 16.4907 | 1.0769 | 1.1203 | 117.1108 | 217.3893 | 260.694 | 0.2119 | 151.2927 | 0.1967 | 151.2927 | 14 | 11662 | 1554.5086 | 2008.2324
KS | 55.0997 | 16.2687 | 1.3505 | 54.6327 | 16.5502 | 0.10632 | 9.4339 | 1.0019 | 1.57 | 55.2069 | 113.4993 | 52.9343 | 0.23469 | 27.6623 | 0.21845 | 27.6623 | 12.5 | 10412.5 | 2119.1725 | 1061.8462
KY | 48.2148 | 7.8683 | 0.21996 | 67.3168 | 10.4533 | 2.348 | 13.6084 | 1.0349 | 2.3018 | 49.8965 | 118.5761 | 42.5936 | 0.27128 | 18.6179 | 0.26116 | 18.6179 | 18 | 14994 | 3335.9323 | 1244.7347
LA | 156.3366 | 11.5477 | 0.095131 | 170.7742 | 12.8457 | 0.31654 | 2.1133 | 1.0019 | 1.1645 | 156.6263 | 310.177 | 25.7177 | 0.22607 | 13.5583 | 0.21653 | 13.5583 | 20.1 | 16743.3 | 4707.5688 | 407.5093
ME | 100.102 | 568.122 | 0.026 | 83.51 | 464.512 | 0 | 0 | 1 | 1 | 100.102 | 153.4317 | 861.4776 | 0.17497 | 568.148 | 0.17309 | 568.148 | 6.3 | 5247.9 | 240.1599 | 1363.0735
MD | 838.743 | 201.447 | 17.223 | 825.6203 | 245.8988 | 0 | 0 | 1 | 1 | 838.743 | 1142.2453 | 336.6296 | 0.15546 | 218.67 | 0.17574 | 218.67 | 19.3 | 16076.9 | 3895.8102 | 1015.6828
MA | 1207.3603 | 1575.7295 | 35.27 | 1150.6967 | 1490.1601 | 39.7147 | 157.8447 | 1.0345 | 1.1059 | 1249.0307 | 1689.3784 | 2368.7456 | 0.1544 | 1781.6441 | 0.15177 | 1781.6441 | 22.5 | 18742.5 | 2359.7854 | 3366.0483
MI | 122.0481 | 49.4357 | 1.313 | 138.0569 | 47.4569 | 2.6075 | 23.495 | 1.0189 | 1.4951 | 124.3532 | 209.8484 | 135.7476 | 0.19264 | 75.8735 | 0.20424 | 75.8735 | 42.1 | 35069.3 | 6653.8555 | 4059.8157
MN | 124.5418 | 63.2807 | 15.2339 | 159.1174 | 84.0156 | 0.23267 | 2.256 | 1.0015 | 1.0269 | 124.7239 | 267.4071 | 135.9885 | 0.24475 | 80.6229 | 0.19255 | 80.6229 | 23.1 | 19242.3 | 3570.5073 | 2308.0154
MS | 7.9239 | 2.9961 | 0.01666 | 6.6179 | 4.287 | 2.0318 | 1.5117 | 1.307 | 1.3526 | 10.3567 | 19.8472 | 10.2232 | 0.21876 | 4.0752 | 0.28637 | 4.0752 | 11.7 | 9746.1 | 2136.679 | 840.7545
MO | 213.8973 | 136.9451 | 6.3892 | 245.6695 | 131.7848 | 0.045815 | 21.3062 | 1.0002 | 1.1617 | 213.9372 | 467.8305 | 274.3158 | 0.24963 | 166.5078 | 0.18807 | 166.5078 | 28.3 | 23573.9 | 4049.8326 | 3151.9938
MT | 51.2841 | 11.4025 | 0 | 46.0875 | 10.8858 | 0 | 0 | 1 | 1 | 51.2841 | 88.2143 | 18.9098 | 0.19636 | 11.4025 | 0.18931 | 11.4025 | 3.2 | 2665.6 | 666.2148 | 148.126
NE | 19.7017 | 3.0381 | 0.809 | 20.3925 | 3.7645 | 0.687 | 4.3465 | 1.0337 | 2.1546 | 20.3655 | 41.2318 | 16.2534 | 0.23112 | 8.2889 | 0.22384 | 8.2889 | 8.2 | 6830.6 | 1483.1129 | 603.6354
NV | 931.1659 | 67.1631 | 34.332 | 852.9195 | 99.4051 | 0.005 | 0.014 | 1 | 1.0001 | 931.1713 | 1837.82 | 204.6359 | 0.2253 | 101.5094 | 0.23013 | 101.5094 | 8.7 | 7247.1 | 1996.3607 | 217.6284
NH | 165.626 | 71.694 | 7.987 | 151.479 | 78.164 | 0 | 0.554 | 1 | 1.0071 | 165.626 | 236.9762 | 124.3505 | 0.16333 | 80.2458 | 0.1769 | 80.2458 | 5.3 | 4414.9 | 908.5565 | 440.1954
NJ | 1307.2197 | 1313.0741 | 123.4936 | 1271.6771 | 1427.8552 | 0 | 7.9502 | 1 | 1.0056 | 1307.2197 | 1771.5714 | 1623.6608 | 0.15471 | 1444.5663 | 0.12831 | 1444.5663 | 24.9 | 20741.7 | 3010.1594 | 3326.4299
NM | 296.7976 | 88.8715 | 0.41067 | 301.1321 | 93.3587 | 0 | 0 | 1 | 1 | 296.7976 | 643.2793 | 156.6922 | 0.24742 | 89.2822 | 0.20034 | 89.2822 | 6.1 | 5081.3 | 1193.3541 | 358.983
NY | 1477.607 | 1578.691 | 15.85 | 1409.6597 | 1495.456 | 0.205 | 41.568 | 1.0001 | 1.0278 | 1477.8219 | 2032.6386 | 2489.4013 | 0.15701 | 1638.8632 | 0.1734 | 1638.8632 | 46.6 | 38817.8 | 5623.0417 | 6235.7962
NC | 350.525 | 72.261 | 11.925 | 360.1676 | 79.3696 | 10.0905 | 47.0044 | 1.028 | 1.5922 | 360.3454 | 678.7873 | 228.876 | 0.21504 | 134.0428 | 0.19492 | 134.0428 | 35 | 29155 | 6491.9502 | 2414.9023
ND | 0.81485 | 0.246 | 0 | 0.75087 | 0.247 | 0.119 | 0.64975 | 1.1585 | 3.6306 | 0.94399 | 1.5637 | 1.4109 | 0.1891 | 0.89312 | 0.18034 | 0.89312 | 3.3 | 2748.9 | 431.5214 | 408.2676
OH | 153.286 | 147.348 | 33.67 | 166.3772 | 179.0435 | 0.129 | 0.007 | 1.0008 | 1 | 153.4048 | 239.6482 | 268.6687 | 0.17833 | 181.0251 | 0.16942 | 181.0251 | 46.8 | 38984.4 | 5463.0607 | 6446.6735
OK | 91.5449 | 13.8772 | 1.351 | 95.6279 | 14.2162 | 0.017 | 1.164 | 1.0002 | 1.0819 | 91.5611 | 195.934 | 32.7678 | 0.24428 | 16.475 | 0.22705 | 16.475 | 19.3 | 16076.9 | 4162.5127 | 748.9802
OR | 284.8755 | 88.3106 | 16.0194 | 281.0344 | 100.5537 | 8.0086 | 13.8946 | 1.0285 | 1.1382 | 292.9935 | 445.3613 | 172.9872 | 0.17352 | 118.7464 | 0.1663 | 118.7464 | 14.1 | 11745.3 | 2553.3501 | 1034.8391
PA | 595.631 | 229.959 | 70.846 | 547.2839 | 275.9786 | 0 | 0.003 | 1 | 1 | 595.631 | 655.655 | 318.6214 | 0.12566 | 300.8083 | 0.12092 | 300.8083 | 43.6 | 36318.8 | 7372.2342 | 3723.1592
RI | 105.2 | 315.534 | 5.604 | 97.957 | 315.439 | 46.316 | 48.054 | 1.4728 | 1.1523 | 154.9406 | 217.2717 | 64.2543 | 0.16008 | 370.0602 | 0.019821 | 45.821 | 3.8 | 3165.4 | 746.319 | 220.7107
SC | 255.2861 | 45.4338 | 19.749 | 286.898 | 65.3481 | 0.265 | 25.018 | 1.0009 | 1.3828 | 255.5219 | 473.3529 | 163.5484 | 0.21147 | 90.1375 | 0.20713 | 90.1375 | 15.2 | 12661.6 | 2859.4305 | 1008.6883
SD | 2.6429 | 1.38 | 0 | 2.2524 | 0.87169 | 0.076825 | 0.45817 | 1.0341 | 1.5256 | 2.733 | 4.9171 | 2.5584 | 0.20538 | 2.1053 | 0.13872 | 2.1053 | 3.8 | 3165.4 | 546.243 | 420.7867
TN | 0.565 | 0.425 | 0 | 0.531 | 0.425 | 18.035 | 40.24 | 34.9642 | 95.6824 | 19.7548 | 28.0267 | 58.3653 | 0.16196 | 40.665 | 0.16384 | 40.665 | 24.4 | 20325.2 | 2030.2015 | 4179.1471
TX | 483.1149 | 106.7432 | 0.21325 | 877.7658 | 130.9204 | 1611.9555 | 180.0031 | 2.8364 | 2.3749 | 1370.3216 | 4442.8001 | 512.9933 | 0.37011 | 254.0115 | 0.23054 | 254.0115 | 97.8 | 81467.4 | 20996.2859 | 3892.0048
UT | 431.5725 | 80.6432 | 8.9722 | 433.1334 | 89.2178 | 0.24657 | 0.14161 | 1.0006 | 1.0016 | 431.8182 | 827.3733 | 167.5667 | 0.21872 | 89.7577 | 0.21311 | 89.7577 | 7.2 | 5997.6 | 1516.9531 | 315.3137
VT | 97.762 | 57.479 | 0.235 | 103.264 | 56.06 | 0 | 1.069 | 1 | 1.0191 | 97.762 | 149.8276 | 95.6404 | 0.17495 | 58.8145 | 0.18563 | 58.8145 | 3 | 2499 | 476.6733 | 286.7712
VA | 424.8013 | 179.328 | 4.113 | 439.2826 | 189.0307 | 0.266 | 0.891 | 1.0006 | 1.0047 | 425.0586 | 779.6277 | 264.3463 | 0.20938 | 184.3056 | 0.16373 | 184.3056 | 28.5 | 23740.5 | 5059.0961 | 2193.6267
WA | 331.9774 | 49.1988 | 1.17 | 371.9005 | 52.9889 | 0.02 | 4.261 | 1.0001 | 1.0804 | 331.9952 | 545.5188 | 88.581 | 0.18757 | 54.4191 | 0.18582 | 54.4191 | 22.8 | 18992.4 | 4985.0524 | 817.1258
WV | 27.612 | 7.036 | 1.62 | 25.427 | 7.797 | 0 | 0 | 1 | 1 | 27.612 | 44.5314 | 16.507 | 0.1841 | 8.656 | 0.21769 | 8.656 | 6.3 | 5247.9 | 1220.5934 | 382.64
WI | 96.914 | 76.729 | 7.729 | 106.914 | 86.003 | 0.5063 | 16.0413 | 1.0047 | 1.1865 | 97.3729 | 187.9475 | 181.3758 | 0.22034 | 100.2111 | 0.20661 | 100.2111 | 23.6 | 19658.8 | 2959.7472 | 3046.0162
WY | 15.8706 | 1.8842 | 0.37582 | 14.5125 | 2.1367 | 0 | 0 | 1 | 1 | 15.8706 | 28.4922 | 4.149 | 0.20494 | 2.26 | 0.20957 | 2.26 | 1.7 | 1416.1 | 378.692 | 53.9265
SECTION 4 - The size of the pot, and this year new capacity (year block)
The 48-state total: start level x the section-2 national ratio. This is exactly what the old method produced nationally and it is UNCHANGED - the reallocation only changes who gets it. The "new MW" rows are what sections 5 and 6 divide up; they are zero through the base year. The last two rows are the denominators each state share is taken over.
Year | 2021 | 2022 | 2023 | 2024 | 2025 | 2026 | 2027 | 2028 | 2029 | 2030 | 2031 | 2032 | 2033 | 2034 | 2035 | 2036 | 2037 | 2038 | 2039 | 2040 | 2041 | 2042 | 2043 | 2044 | 2045 | 2046 | 2047 | 2048 | 2049 | 2050
National total residential MW = SUM of column K x the residential ratio | 30757.8958 | 30757.8958 | 30757.8958 | 30757.8958 | 30757.8958 | 32593.4171 | 34568.6156 | 36598.826 | 38529.9947 | 40545.8239 | 42695.6686 | 44856.577 | 47109.9814 | 49495.0964 | 52026.6968 | 54681.8926 | 57511.2864 | 60473.0741 | 63570.5236 | 66774.1446 | 70097.1277 | 73522.2618 | 77032.856 | 80674.5469 | 84408.605 | 88266.5803 | 92245.2297 | 96374.0929 | 100582.5537 | 104922.5321
National total commercial MW = SUM of column L x the commercial ratio | 15834.1038 | 15834.1038 | 15834.1038 | 15834.1038 | 15834.1038 | 17736.8768 | 19338.0214 | 20108.4882 | 20576.143 | 21108.8801 | 21520.6091 | 21846.0291 | 22211.9396 | 22768.0734 | 23217.6641 | 23597.2942 | 24261.7224 | 24909.0183 | 25693.8156 | 26370.2371 | 26735.8236 | 27283.2168 | 27578.6651 | 27911.2948 | 28182.8805 | 28604.8515 | 29127.1632 | 29658.9033 | 30061.1949 | 30580.131
NEW residential MW to divide this year = this year total minus last year | 0 | 0 | 0 | 0 | 0 | 1835.5212 | 1975.1985 | 2030.2104 | 1931.1687 | 2015.8292 | 2149.8447 | 2160.9084 | 2253.4044 | 2385.115 | 2531.6004 | 2655.1958 | 2829.3938 | 2961.7877 | 3097.4495 | 3203.6211 | 3322.983 | 3425.1341 | 3510.5942 | 3641.6909 | 3734.0581 | 3857.9753 | 3978.6494 | 4128.8631 | 4208.4609 | 4339.9784
NEW commercial MW to divide this year = this year total minus last year | 0 | 0 | 0 | 0 | 0 | 1902.7731 | 1601.1446 | 770.4667 | 467.6549 | 532.7371 | 411.7289 | 325.4201 | 365.9104 | 556.1338 | 449.5908 | 379.6301 | 664.4281 | 647.2959 | 784.7973 | 676.4216 | 365.5865 | 547.3931 | 295.4483 | 332.6297 | 271.5857 | 421.971 | 522.3116 | 531.7401 | 402.2916 | 518.9361
Sum of all 48 residential headroom weights (share denominator) | 0 | 19435.1094 | 19435.1094 | 19435.1094 | 19435.1094 | 19435.1094 | 20132.0857 | 20849.9416 | 21557.1373 | 22205.2101 | 22856.9739 | 23526.2449 | 24175.625 | 24828.9866 | 25495.3594 | 26175.6567 | 26860.6529 | 27558.3357 | 28253.4465 | 28940.8337 | 29607.7875 | 30249.4472 | 30854.1685 | 31410.3969 | 31914.1511 | 32348.6902 | 32704.719 | 32967.4987 | 33122.1688 | 33151.3883
Sum of all 48 commercial headroom weights (share denominator) | 0 | 9855.5266 | 9855.5266 | 9855.5266 | 9855.5266 | 9855.5266 | 10475.7355 | 10949.7333 | 11169.4872 | 11300.3641 | 11445.8673 | 11556.5556 | 11643.0064 | 11738.7506 | 11880.6626 | 11993.7218 | 12088.0497 | 12248.2922 | 12401.1228 | 12581.1551 | 12733.6852 | 12816.0749 | 12936.8944 | 13002.1432 | 13074.8851 | 13133.994 | 13224.3883 | 13334.4335 | 13444.9667 | 13528.1724
SECTION 5a - RESIDENTIAL: each state share of this year new capacity (%)
A state share is its headroom weight over the sum of all 48. The weight is (capacity it had last year) x (1 - how full it is), so a state with no rooftop industry gets little and a state at its ceiling gets zero - it stops taking new capacity without any hard cut-off. Every column totals 100%.
Year | 2021 | 2022 | 2023 | 2024 | 2025 | 2026 | 2027 | 2028 | 2029 | 2030 | 2031 | 2032 | 2033 | 2034 | 2035 | 2036 | 2037 | 2038 | 2039 | 2040 | 2041 | 2042 | 2043 | 2044 | 2045 | 2046 | 2047 | 2048 | 2049 | 2050
AL | 0% | 0.02092% | 0.02092% | 0.02092% | 0.02092% | 0.02092% | 0.02209% | 0.02341% | 0.02483% | 0.02625% | 0.02779% | 0.02952% | 0.03133% | 0.03332% | 0.03553% | 0.03799% | 0.04072% | 0.04379% | 0.04722% | 0.05105% | 0.05529% | 0.06003% | 0.06533% | 0.07124% | 0.07795% | 0.08554% | 0.09425% | 0.1043% | 0.1161% | 0.1298%
AZ | 0% | 3.622% | 3.622% | 3.622% | 3.622% | 3.622% | 3.375% | 3.128% | 2.893% | 2.686% | 2.486% | 2.289% | 2.108% | 1.934% | 1.766% | 1.605% | 1.453% | 1.307% | 1.172% | 1.047% | 0.9326% | 0.8289% | 0.7356% | 0.6523% | 0.5773% | 0.5106% | 0.451% | 0.3979% | 0.3505% | 0.3088%
AR | 0% | 0.594% | 0.594% | 0.594% | 0.594% | 0.594% | 0.6202% | 0.6488% | 0.6786% | 0.7074% | 0.7377% | 0.7701% | 0.8028% | 0.8368% | 0.8726% | 0.9102% | 0.949% | 0.9896% | 1.031% | 1.073% | 1.114% | 1.155% | 1.195% | 1.233% | 1.269% | 1.303% | 1.334% | 1.362% | 1.387% | 1.407%
CA | 0% | 29.24% | 29.24% | 29.24% | 29.24% | 29.24% | 28.04% | 26.76% | 25.46% | 24.25% | 23.01% | 21.73% | 20.48% | 19.24% | 17.98% | 16.7% | 15.45% | 14.2% | 12.99% | 11.83% | 10.74% | 9.706% | 8.75% | 7.872% | 7.061% | 6.323% | 5.649% | 5.037% | 4.479% | 3.982%
CO | 0% | 3.011% | 3.011% | 3.011% | 3.011% | 3.011% | 3.042% | 3.069% | 3.089% | 3.101% | 3.106% | 3.102% | 3.091% | 3.07% | 3.038% | 2.995% | 2.94% | 2.872% | 2.792% | 2.7% | 2.598% | 2.487% | 2.369% | 2.247% | 2.121% | 1.993% | 1.864% | 1.737% | 1.61% | 1.487%
CT | 0% | 2.52% | 2.52% | 2.52% | 2.52% | 2.52% | 2.514% | 2.501% | 2.482% | 2.458% | 2.427% | 2.388% | 2.343% | 2.291% | 2.231% | 2.162% | 2.085% | 2% | 1.908% | 1.81% | 1.709% | 1.605% | 1.501% | 1.398% | 1.297% | 1.198% | 1.102% | 1.01% | 0.922% | 0.8395%
DE | 0% | 0.4209% | 0.4209% | 0.4209% | 0.4209% | 0.4209% | 0.4304% | 0.4399% | 0.4488% | 0.4565% | 0.4637% | 0.4702% | 0.4757% | 0.4801% | 0.4833% | 0.4852% | 0.4855% | 0.484% | 0.4805% | 0.4748% | 0.4671% | 0.4573% | 0.4456% | 0.4322% | 0.4172% | 0.4008% | 0.3832% | 0.3647% | 0.3452% | 0.3255%
FL | 0% | 9.092% | 9.092% | 9.092% | 9.092% | 9.092% | 9.41% | 9.749% | 10.09% | 10.41% | 10.74% | 11.07% | 11.39% | 11.71% | 12.02% | 12.33% | 12.62% | 12.9% | 13.14% | 13.35% | 13.52% | 13.64% | 13.71% | 13.72% | 13.68% | 13.58% | 13.43% | 13.22% | 12.95% | 12.63%
GA | 0% | 0.5531% | 0.5531% | 0.5531% | 0.5531% | 0.5531% | 0.5808% | 0.6115% | 0.6442% | 0.6762% | 0.7106% | 0.7482% | 0.7871% | 0.8286% | 0.8735% | 0.9224% | 0.9748% | 1.032% | 1.093% | 1.158% | 1.227% | 1.3% | 1.376% | 1.457% | 1.541% | 1.63% | 1.723% | 1.822% | 1.925% | 2.033%
ID | 0% | 0.6189% | 0.6189% | 0.6189% | 0.6189% | 0.6189% | 0.6375% | 0.657% | 0.6762% | 0.6937% | 0.711% | 0.7283% | 0.7443% | 0.7594% | 0.7735% | 0.7864% | 0.7975% | 0.8065% | 0.813% | 0.8164% | 0.8166% | 0.8134% | 0.8067% | 0.7966% | 0.783% | 0.7662% | 0.7463% | 0.7235% | 0.6979% | 0.6702%
IL | 0% | 2.882% | 2.882% | 2.882% | 2.882% | 2.882% | 2.988% | 3.101% | 3.216% | 3.324% | 3.434% | 3.549% | 3.66% | 3.771% | 3.882% | 3.993% | 4.101% | 4.204% | 4.3% | 4.386% | 4.46% | 4.52% | 4.564% | 4.591% | 4.6% | 4.592% | 4.564% | 4.518% | 4.451% | 4.367%
IN | 0% | 0.3917% | 0.3917% | 0.3917% | 0.3917% | 0.3917% | 0.4113% | 0.4331% | 0.4562% | 0.4789% | 0.5032% | 0.5298% | 0.5573% | 0.5866% | 0.6184% | 0.6529% | 0.6899% | 0.7303% | 0.7734% | 0.8194% | 0.868% | 0.9194% | 0.9735% | 1.03% | 1.09% | 1.152% | 1.218% | 1.287% | 1.36% | 1.436%
IA | 0% | 0.5572% | 0.5572% | 0.5572% | 0.5572% | 0.5572% | 0.5807% | 0.6063% | 0.6329% | 0.6583% | 0.6849% | 0.7132% | 0.7414% | 0.7706% | 0.801% | 0.8325% | 0.8646% | 0.8977% | 0.9307% | 0.9634% | 0.995% | 1.025% | 1.054% | 1.08% | 1.104% | 1.125% | 1.142% | 1.156% | 1.166% | 1.172%
KS | 0% | 0.2767% | 0.2767% | 0.2767% | 0.2767% | 0.2767% | 0.2909% | 0.3068% | 0.3238% | 0.3405% | 0.3585% | 0.3783% | 0.3988% | 0.4209% | 0.445% | 0.4714% | 0.4999% | 0.5312% | 0.5651% | 0.6018% | 0.641% | 0.6831% | 0.7281% | 0.7759% | 0.8276% | 0.8827% | 0.9421% | 1.006% | 1.076% | 1.15%
KY | 0% | 0.2529% | 0.2529% | 0.2529% | 0.2529% | 0.2529% | 0.2665% | 0.2817% | 0.298% | 0.3141% | 0.3316% | 0.351% | 0.3713% | 0.3933% | 0.4175% | 0.4442% | 0.4735% | 0.506% | 0.5418% | 0.581% | 0.6237% | 0.6705% | 0.7216% | 0.7773% | 0.8389% | 0.9065% | 0.9816% | 1.065% | 1.16% | 1.265%
LA | 0% | 0.7791% | 0.7791% | 0.7791% | 0.7791% | 0.7791% | 0.8182% | 0.8616% | 0.9078% | 0.9531% | 1.002% | 1.055% | 1.11% | 1.169% | 1.232% | 1.302% | 1.376% | 1.457% | 1.544% | 1.636% | 1.734% | 1.838% | 1.948% | 2.062% | 2.184% | 2.311% | 2.445% | 2.587% | 2.737% | 2.892%
ME | 0% | 0.3004% | 0.3004% | 0.3004% | 0.3004% | 0.3004% | 0.2939% | 0.2865% | 0.2784% | 0.2703% | 0.2615% | 0.2519% | 0.2421% | 0.2317% | 0.2208% | 0.2092% | 0.1972% | 0.1848% | 0.1723% | 0.1598% | 0.1475% | 0.1356% | 0.1242% | 0.1134% | 0.1031% | 0.09354% | 0.08459% | 0.07627% | 0.06854% | 0.06152%
MD | 0% | 3.386% | 3.386% | 3.386% | 3.386% | 3.386% | 3.44% | 3.491% | 3.536% | 3.571% | 3.599% | 3.62% | 3.631% | 3.632% | 3.622% | 3.599% | 3.563% | 3.512% | 3.445% | 3.363% | 3.267% | 3.157% | 3.037% | 2.908% | 2.77% | 2.627% | 2.48% | 2.33% | 2.179% | 2.029%
MA | 0% | 3.025% | 3.025% | 3.025% | 3.025% | 3.025% | 2.898% | 2.762% | 2.625% | 2.498% | 2.368% | 2.234% | 2.104% | 1.974% | 1.842% | 1.71% | 1.581% | 1.452% | 1.327% | 1.207% | 1.094% | 0.9885% | 0.8905% | 0.8007% | 0.7177% | 0.6423% | 0.5735% | 0.5111% | 0.4543% | 0.4037%
MI | 0% | 0.6279% | 0.6279% | 0.6279% | 0.6279% | 0.6279% | 0.6612% | 0.6983% | 0.7381% | 0.7775% | 0.8201% | 0.8671% | 0.9162% | 0.9693% | 1.027% | 1.092% | 1.161% | 1.239% | 1.324% | 1.416% | 1.516% | 1.625% | 1.743% | 1.871% | 2.011% | 2.163% | 2.33% | 2.515% | 2.72% | 2.946%
MN | 0% | 0.6193% | 0.6193% | 0.6193% | 0.6193% | 0.6193% | 0.6502% | 0.6845% | 0.7209% | 0.7566% | 0.7949% | 0.8367% | 0.8799% | 0.926% | 0.9759% | 1.03% | 1.088% | 1.151% | 1.219% | 1.29% | 1.366% | 1.446% | 1.53% | 1.618% | 1.711% | 1.807% | 1.909% | 2.015% | 2.127% | 2.242%
MS | 0% | 0.05303% | 0.05303% | 0.05303% | 0.05303% | 0.05303% | 0.05598% | 0.0593% | 0.06287% | 0.06643% | 0.07031% | 0.07463% | 0.07918% | 0.08415% | 0.08966% | 0.0958% | 0.1026% | 0.1102% | 0.1187% | 0.1282% | 0.1387% | 0.1503% | 0.1633% | 0.1777% | 0.194% | 0.2124% | 0.2334% | 0.2575% | 0.2856% | 0.318%
MO | 0% | 1.043% | 1.043% | 1.043% | 1.043% | 1.043% | 1.091% | 1.144% | 1.201% | 1.255% | 1.313% | 1.375% | 1.439% | 1.506% | 1.577% | 1.653% | 1.733% | 1.817% | 1.905% | 1.997% | 2.09% | 2.185% | 2.28% | 2.376% | 2.471% | 2.566% | 2.659% | 2.75% | 2.838% | 2.922%
MT | 0% | 0.2436% | 0.2436% | 0.2436% | 0.2436% | 0.2436% | 0.2538% | 0.2649% | 0.2764% | 0.2874% | 0.2989% | 0.3111% | 0.3233% | 0.3358% | 0.3488% | 0.3624% | 0.3761% | 0.3902% | 0.4042% | 0.4181% | 0.4314% | 0.4441% | 0.456% | 0.4668% | 0.4765% | 0.4848% | 0.4917% | 0.4971% | 0.5007% | 0.5024%
NE | 0% | 0.1033% | 0.1033% | 0.1033% | 0.1033% | 0.1033% | 0.1089% | 0.1152% | 0.1219% | 0.1285% | 0.1357% | 0.1437% | 0.152% | 0.1611% | 0.1711% | 0.1821% | 0.1943% | 0.2077% | 0.2226% | 0.2389% | 0.2567% | 0.2762% | 0.2976% | 0.3209% | 0.3468% | 0.3754% | 0.4072% | 0.4427% | 0.4829% | 0.5279%
NV | 0% | 2.556% | 2.556% | 2.556% | 2.556% | 2.556% | 2.478% | 2.392% | 2.301% | 2.214% | 2.123% | 2.026% | 1.929% | 1.829% | 1.726% | 1.621% | 1.514% | 1.405% | 1.298% | 1.193% | 1.092% | 0.9951% | 0.9041% | 0.8194% | 0.74% | 0.6668% | 0.5993% | 0.5373% | 0.4802% | 0.4289%
NH | 0% | 0.6968% | 0.6968% | 0.6968% | 0.6968% | 0.6968% | 0.7122% | 0.7276% | 0.7421% | 0.7545% | 0.766% | 0.7764% | 0.785% | 0.7919% | 0.7968% | 0.7994% | 0.7994% | 0.7963% | 0.7899% | 0.78% | 0.7667% | 0.7501% | 0.7303% | 0.7078% | 0.6825% | 0.6552% | 0.6259% | 0.5951% | 0.563% | 0.5304%
NJ | 0% | 3.805% | 3.805% | 3.805% | 3.805% | 3.805% | 3.711% | 3.605% | 3.49% | 3.378% | 3.258% | 3.128% | 2.996% | 2.858% | 2.714% | 2.563% | 2.408% | 2.249% | 2.089% | 1.931% | 1.777% | 1.629% | 1.487% | 1.354% | 1.228% | 1.112% | 1.003% | 0.9023% | 0.8093% | 0.725%
NM | 0% | 1.147% | 1.147% | 1.147% | 1.147% | 1.147% | 1.158% | 1.168% | 1.174% | 1.178% | 1.179% | 1.176% | 1.171% | 1.162% | 1.149% | 1.131% | 1.109% | 1.082% | 1.051% | 1.015% | 0.9754% | 0.9327% | 0.8875% | 0.8408% | 0.7925% | 0.7439% | 0.6951% | 0.6467% | 0.5988% | 0.5527%
NY | 0% | 5.605% | 5.605% | 5.605% | 5.605% | 5.605% | 5.644% | 5.674% | 5.689% | 5.69% | 5.677% | 5.648% | 5.604% | 5.542% | 5.46% | 5.357% | 5.234% | 5.086% | 4.918% | 4.73% | 4.527% | 4.311% | 4.085% | 3.854% | 3.618% | 3.383% | 3.149% | 2.919% | 2.694% | 2.478%
NC | 0% | 1.751% | 1.751% | 1.751% | 1.751% | 1.751% | 1.832% | 1.92% | 2.013% | 2.103% | 2.199% | 2.301% | 2.406% | 2.516% | 2.632% | 2.756% | 2.886% | 3.023% | 3.166% | 3.312% | 3.461% | 3.612% | 3.763% | 3.912% | 4.06% | 4.205% | 4.347% | 4.483% | 4.613% | 4.733%
ND | 0% | 0.004847% | 0.004847% | 0.004847% | 0.004847% | 0.004847% | 0.005119% | 0.005425% | 0.005755% | 0.006084% | 0.006444% | 0.006845% | 0.007269% | 0.007731% | 0.008246% | 0.008821% | 0.009458% | 0.01018% | 0.01098% | 0.01188% | 0.01287% | 0.01399% | 0.01523% | 0.01662% | 0.01821% | 0.02001% | 0.02207% | 0.02446% | 0.02728% | 0.03056%
OH | 0% | 0.7672% | 0.7672% | 0.7672% | 0.7672% | 0.7672% | 0.8064% | 0.8502% | 0.8967% | 0.9425% | 0.9919% | 1.046% | 1.102% | 1.163% | 1.228% | 1.3% | 1.377% | 1.462% | 1.554% | 1.652% | 1.757% | 1.87% | 1.99% | 2.117% | 2.253% | 2.398% | 2.553% | 2.719% | 2.898% | 3.087%
OK | 0% | 0.4607% | 0.4607% | 0.4607% | 0.4607% | 0.4607% | 0.4849% | 0.5118% | 0.5406% | 0.569% | 0.5996% | 0.6335% | 0.6687% | 0.7066% | 0.7482% | 0.7938% | 0.8433% | 0.8981% | 0.9576% | 1.022% | 1.092% | 1.167% | 1.249% | 1.336% | 1.431% | 1.533% | 1.645% | 1.766% | 1.9% | 2.046%
OR | 0% | 1.335% | 1.335% | 1.335% | 1.335% | 1.335% | 1.381% | 1.43% | 1.48% | 1.527% | 1.574% | 1.622% | 1.668% | 1.714% | 1.759% | 1.803% | 1.845% | 1.884% | 1.919% | 1.948% | 1.971% | 1.987% | 1.996% | 1.996% | 1.988% | 1.973% | 1.948% | 1.916% | 1.875% | 1.827%
PA | 0% | 2.817% | 2.817% | 2.817% | 2.817% | 2.817% | 2.933% | 3.059% | 3.189% | 3.313% | 3.443% | 3.58% | 3.716% | 3.856% | 4.001% | 4.15% | 4.301% | 4.455% | 4.606% | 4.755% | 4.896% | 5.029% | 5.15% | 5.259% | 5.353% | 5.432% | 5.493% | 5.535% | 5.556% | 5.556%
RI | 0% | 0.6317% | 0.6317% | 0.6317% | 0.6317% | 0.6317% | 0.6426% | 0.6532% | 0.6626% | 0.6702% | 0.6766% | 0.6817% | 0.685% | 0.6866% | 0.6861% | 0.6833% | 0.678% | 0.6698% | 0.6587% | 0.6447% | 0.6279% | 0.6085% | 0.5869% | 0.5635% | 0.5382% | 0.5118% | 0.4844% | 0.4563% | 0.4277% | 0.3994%
SC | 0% | 1.197% | 1.197% | 1.197% | 1.197% | 1.197% | 1.245% | 1.296% | 1.348% | 1.398% | 1.45% | 1.504% | 1.558% | 1.612% | 1.668% | 1.725% | 1.782% | 1.839% | 1.894% | 1.946% | 1.995% | 2.039% | 2.077% | 2.109% | 2.135% | 2.152% | 2.163% | 2.164% | 2.157% | 2.141%
SD | 0% | 0.01399% | 0.01399% | 0.01399% | 0.01399% | 0.01399% | 0.01477% | 0.01564% | 0.01659% | 0.01752% | 0.01855% | 0.01969% | 0.02089% | 0.0222% | 0.02365% | 0.02527% | 0.02706% | 0.02907% | 0.03131% | 0.0338% | 0.03655% | 0.03962% | 0.04303% | 0.04683% | 0.05112% | 0.05595% | 0.06146% | 0.06779% | 0.07516% | 0.08366%
TN | 0% | 0.1007% | 0.1007% | 0.1007% | 0.1007% | 0.1007% | 0.1062% | 0.1123% | 0.119% | 0.1256% | 0.1327% | 0.1407% | 0.1491% | 0.1582% | 0.1682% | 0.1794% | 0.1917% | 0.2054% | 0.2206% | 0.2374% | 0.2558% | 0.2762% | 0.2987% | 0.3234% | 0.3511% | 0.3819% | 0.4166% | 0.4559% | 0.5009% | 0.5519%
TX | 0% | 6.591% | 6.591% | 6.591% | 6.591% | 6.591% | 6.881% | 7.2% | 7.532% | 7.852% | 8.188% | 8.549% | 8.913% | 9.292% | 9.691% | 10.11% | 10.54% | 11% | 11.46% | 11.92% | 12.39% | 12.84% | 13.29% | 13.71% | 14.12% | 14.51% | 14.86% | 15.18% | 15.46% | 15.69%
UT | 0% | 1.589% | 1.589% | 1.589% | 1.589% | 1.589% | 1.594% | 1.595% | 1.592% | 1.586% | 1.575% | 1.559% | 1.54% | 1.515% | 1.485% | 1.449% | 1.407% | 1.36% | 1.307% | 1.249% | 1.188% | 1.124% | 1.059% | 0.9934% | 0.9273% | 0.8623% | 0.7983% | 0.7362% | 0.6758% | 0.6187%
VT | 0% | 0.3999% | 0.3999% | 0.3999% | 0.3999% | 0.3999% | 0.407% | 0.4138% | 0.4201% | 0.4251% | 0.4294% | 0.4329% | 0.4352% | 0.4365% | 0.4365% | 0.435% | 0.432% | 0.4271% | 0.4204% | 0.4118% | 0.4014% | 0.3894% | 0.3759% | 0.3612% | 0.3453% | 0.3286% | 0.3113% | 0.2935% | 0.2753% | 0.2573%
VA | 0% | 2.003% | 2.003% | 2.003% | 2.003% | 2.003% | 2.085% | 2.173% | 2.264% | 2.35% | 2.44% | 2.535% | 2.629% | 2.725% | 2.825% | 2.927% | 3.029% | 3.133% | 3.235% | 3.334% | 3.427% | 3.513% | 3.591% | 3.658% | 3.716% | 3.761% | 3.794% | 3.813% | 3.818% | 3.806%
WA | 0% | 1.594% | 1.594% | 1.594% | 1.594% | 1.594% | 1.664% | 1.741% | 1.821% | 1.897% | 1.978% | 2.065% | 2.152% | 2.242% | 2.337% | 2.437% | 2.54% | 2.648% | 2.757% | 2.867% | 2.976% | 3.083% | 3.187% | 3.287% | 3.381% | 3.469% | 3.549% | 3.621% | 3.683% | 3.733%
WV | 0% | 0.1389% | 0.1389% | 0.1389% | 0.1389% | 0.1389% | 0.1461% | 0.1542% | 0.1628% | 0.1714% | 0.1806% | 0.1907% | 0.2013% | 0.2127% | 0.2252% | 0.2388% | 0.2537% | 0.27% | 0.2878% | 0.3071% | 0.3279% | 0.3504% | 0.3746% | 0.4005% | 0.4287% | 0.459% | 0.492% | 0.528% | 0.5675% | 0.6102%
WI | 0% | 0.4845% | 0.4845% | 0.4845% | 0.4845% | 0.4845% | 0.5089% | 0.536% | 0.5647% | 0.5929% | 0.6232% | 0.6564% | 0.6907% | 0.7273% | 0.7671% | 0.8103% | 0.8567% | 0.9073% | 0.9615% | 1.02% | 1.081% | 1.146% | 1.215% | 1.286% | 1.363% | 1.443% | 1.527% | 1.616% | 1.711% | 1.809%
WY | 0% | 0.07824% | 0.07824% | 0.07824% | 0.07824% | 0.07824% | 0.08204% | 0.08624% | 0.09068% | 0.09503% | 0.09966% | 0.1047% | 0.1099% | 0.1154% | 0.1213% | 0.1277% | 0.1345% | 0.1418% | 0.1495% | 0.1577% | 0.1662% | 0.1751% | 0.1842% | 0.1936% | 0.2034% | 0.2133% | 0.2236% | 0.234% | 0.2447% | 0.2554%
Total of all 48 shares - must be 100.0% in every year with new capacity | 0% | 100% | 100% | 100% | 100% | 100% | 100% | 100% | 100% | 100% | 100% | 100% | 100% | 100% | 100% | 100% | 100% | 100% | 100% | 100% | 100% | 100% | 100% | 100% | 100% | 100% | 100% | 100% | 100% | 100%
SECTION 5b - RESIDENTIAL: allocated capacity (MW-AC) - THE OUTPUT
Last year capacity plus this state share of this year new capacity. The first column is the section-3 start level, and capacity stays there until the base year is passed. Every column sums to the section-4 national total by construction, which section 8 checks.
Year | 2021 | 2022 | 2023 | 2024 | 2025 | 2026 | 2027 | 2028 | 2029 | 2030 | 2031 | 2032 | 2033 | 2034 | 2035 | 2036 | 2037 | 2038 | 2039 | 2040 | 2041 | 2042 | 2043 | 2044 | 2045 | 2046 | 2047 | 2048 | 2049 | 2050
AL | 4.0788 | 4.0788 | 4.0788 | 4.0788 | 4.0788 | 4.4629 | 4.8993 | 5.3746 | 5.8541 | 6.3833 | 6.9808 | 7.6186 | 8.3247 | 9.1195 | 10.0189 | 11.0276 | 12.1796 | 13.4767 | 14.9394 | 16.5747 | 18.412 | 20.4682 | 22.7615 | 25.3557 | 28.2664 | 31.5666 | 35.3165 | 39.6232 | 44.5091 | 50.1428
AZ | 2155.1325 | 2155.1325 | 2155.1325 | 2155.1325 | 2155.1325 | 2221.6157 | 2288.2843 | 2351.7945 | 2407.6657 | 2461.8136 | 2515.2589 | 2564.7263 | 2612.2178 | 2658.3453 | 2703.0637 | 2745.6837 | 2786.7882 | 2825.508 | 2861.8065 | 2895.3354 | 2926.3243 | 2954.7147 | 2980.5377 | 3004.2925 | 3025.8475 | 3045.546 | 3063.4899 | 3079.9206 | 3094.6703 | 3108.0733
AR | 123.5565 | 123.5565 | 123.5565 | 123.5565 | 123.5565 | 134.4593 | 146.7086 | 159.8801 | 172.9856 | 187.2457 | 203.1047 | 219.7462 | 237.8364 | 257.7953 | 279.886 | 304.0536 | 330.9055 | 360.2143 | 392.1442 | 426.5054 | 463.5224 | 503.0767 | 545.0116 | 589.8958 | 637.2757 | 687.5355 | 740.612 | 796.855 | 855.2212 | 916.2899
CA | 11922.9964 | 11922.9964 | 11922.9964 | 11922.9964 | 11922.9964 | 12459.6379 | 13013.4159 | 13556.6415 | 14048.3147 | 14537.1062 | 15031.8089 | 15501.3664 | 15962.9704 | 16421.7897 | 16876.8462 | 17320.3964 | 17757.5718 | 18178.2483 | 18580.7305 | 18959.7769 | 19316.5197 | 19648.9466 | 19956.1117 | 20242.798 | 20506.4629 | 20750.4103 | 20975.1749 | 21183.1517 | 21371.6657 | 21544.4733
CO | 774.7798 | 774.7798 | 774.7798 | 774.7798 | 774.7798 | 830.0461 | 890.1328 | 952.4385 | 1012.0936 | 1074.6017 | 1141.3689 | 1208.4107 | 1278.0554 | 1351.267 | 1428.1763 | 1507.6965 | 1590.8816 | 1675.9451 | 1762.4193 | 1848.9098 | 1935.2366 | 2020.4212 | 2103.6027 | 2185.4442 | 2264.6403 | 2341.5347 | 2415.7158 | 2487.4147 | 2555.1561 | 2619.6965
CT | 713.1632 | 713.1632 | 713.1632 | 713.1632 | 713.1632 | 759.4185 | 809.0734 | 859.8579 | 907.7947 | 957.3457 | 1009.5264 | 1061.1358 | 1113.9439 | 1168.5943 | 1225.071 | 1282.4711 | 1341.464 | 1400.6869 | 1459.7713 | 1517.7524 | 1574.5358 | 1629.5199 | 1682.2231 | 1733.1481 | 1781.5605 | 1827.7679 | 1871.6115 | 1913.3164 | 1952.1163 | 1988.5489
DE | 99.7913 | 99.7913 | 99.7913 | 99.7913 | 99.7913 | 107.5174 | 116.0179 | 124.9478 | 133.6153 | 142.8181 | 152.7863 | 162.9475 | 173.6662 | 185.1165 | 197.3526 | 210.2365 | 223.9736 | 238.3081 | 253.1899 | 268.4012 | 283.923 | 299.5869 | 315.231 | 330.9718 | 346.5495 | 362.0125 | 377.2595 | 392.3161 | 406.8454 | 420.9725
FL | 1992.791 | 1992.791 | 1992.791 | 1992.791 | 1992.791 | 2159.6738 | 2345.5463 | 2543.4809 | 2738.3859 | 2948.2779 | 3179.0999 | 3418.325 | 3675.0233 | 3954.2901 | 4258.663 | 4586.0571 | 4943.1779 | 5325.1321 | 5732.1819 | 6159.9169 | 6609.1428 | 7076.2947 | 7557.5139 | 8057.2368 | 8568.1088 | 9092.1817 | 9626.5044 | 10172.2818 | 10717.2702 | 11265.4056
GA | 111.2695 | 111.2695 | 111.2695 | 111.2695 | 111.2695 | 121.4216 | 132.8934 | 145.3091 | 157.7496 | 171.3815 | 186.6585 | 202.8274 | 220.5635 | 240.3261 | 262.4407 | 286.9315 | 314.5111 | 345.0707 | 378.9202 | 416.0181 | 456.7857 | 501.3026 | 549.6212 | 602.6633 | 660.2175 | 723.1035 | 791.6735 | 866.8859 | 947.9132 | 1036.1361
ID | 139.812 | 139.812 | 139.812 | 139.812 | 139.812 | 151.1723 | 163.7646 | 177.1023 | 190.1612 | 204.1454 | 219.4312 | 235.1686 | 251.9397 | 270.051 | 289.633 | 310.5131 | 333.0767 | 356.9641 | 382.1449 | 408.2998 | 435.4359 | 463.2959 | 491.6157 | 520.6245 | 549.8619 | 579.4223 | 609.1152 | 638.9875 | 668.3573 | 697.4422
IL | 625.6898 | 625.6898 | 625.6898 | 625.6898 | 625.6898 | 678.5908 | 737.6031 | 800.5542 | 862.6567 | 929.6573 | 1003.4851 | 1080.1678 | 1162.6386 | 1252.5797 | 1350.8682 | 1456.8997 | 1572.9237 | 1697.4448 | 1830.641 | 1971.1641 | 2119.3703 | 2274.1783 | 2434.3941 | 2601.5789 | 2773.3634 | 2950.5119 | 3132.1071 | 3318.6341 | 3505.9681 | 3695.4836
IN | 78.8201 | 78.8201 | 78.8201 | 78.8201 | 78.8201 | 86.0101 | 94.1345 | 102.9271 | 111.7369 | 121.3899 | 132.2075 | 143.6559 | 156.2133 | 170.2047 | 185.8602 | 203.1965 | 222.7177 | 244.3462 | 268.3006 | 294.5509 | 323.3941 | 354.8857 | 389.0614 | 426.5718 | 467.2658 | 511.7208 | 560.1835 | 613.3281 | 670.5666 | 732.8705
IA | 117.1108 | 117.1108 | 117.1108 | 117.1108 | 117.1108 | 127.3379 | 138.8079 | 151.1171 | 163.3387 | 176.6088 | 191.3328 | 206.7439 | 223.4515 | 241.8311 | 262.1085 | 284.2131 | 308.6774 | 335.2646 | 364.0928 | 394.9565 | 428.0215 | 463.1419 | 500.1382 | 539.4678 | 580.6826 | 624.0667 | 669.5081 | 717.2446 | 766.3288 | 817.1954
KS | 55.2069 | 55.2069 | 55.2069 | 55.2069 | 55.2069 | 60.2851 | 66.0315 | 72.2608 | 78.5134 | 85.377 | 93.0837 | 101.258 | 110.2452 | 120.2846 | 131.5505 | 144.0664 | 158.2101 | 173.944 | 191.4484 | 210.7264 | 232.0251 | 255.4207 | 280.9798 | 309.237 | 340.139 | 374.1937 | 411.6776 | 453.2204 | 498.4903 | 548.3988
KY | 49.8965 | 49.8965 | 49.8965 | 49.8965 | 49.8965 | 54.5385 | 59.8019 | 65.5205 | 71.2748 | 77.607 | 84.7366 | 92.3221 | 100.6893 | 110.0697 | 120.6386 | 132.4334 | 145.8296 | 160.8172 | 177.5978 | 196.2105 | 216.9366 | 239.9029 | 265.2361 | 293.5423 | 324.8655 | 359.8367 | 398.8902 | 442.8738 | 491.6743 | 546.5544
LA | 156.6263 | 156.6263 | 156.6263 | 156.6263 | 156.6263 | 170.9265 | 187.0876 | 204.5808 | 222.1114 | 241.3237 | 262.8582 | 285.6539 | 310.664 | 338.5375 | 369.7357 | 404.2951 | 443.2245 | 486.3744 | 534.187 | 586.6091 | 644.2423 | 707.2066 | 775.5845 | 850.6904 | 932.2375 | 1021.4011 | 1118.6983 | 1225.5099 | 1340.6856 | 1466.2146
ME | 100.102 | 100.102 | 100.102 | 100.102 | 100.102 | 105.6154 | 111.4206 | 117.2364 | 122.612 | 128.0601 | 133.6824 | 139.1263 | 144.5818 | 150.1092 | 155.6982 | 161.2526 | 166.8335 | 172.308 | 177.645 | 182.7638 | 187.666 | 192.3107 | 196.6703 | 200.7994 | 204.6499 | 208.2587 | 211.6241 | 214.7733 | 217.6579 | 220.3277
MD | 838.743 | 838.743 | 838.743 | 838.743 | 838.743 | 900.9026 | 968.852 | 1039.7302 | 1108.0147 | 1179.994 | 1257.3637 | 1335.5796 | 1417.3907 | 1504.0105 | 1595.6983 | 1691.2638 | 1792.0752 | 1896.0793 | 2002.779 | 2110.5056 | 2219.0539 | 2327.1974 | 2433.8123 | 2539.7049 | 2643.1421 | 2744.5009 | 2843.1704 | 2939.3824 | 3031.0709 | 3119.1493
MA | 1249.0307 | 1249.0307 | 1249.0307 | 1249.0307 | 1249.0307 | 1304.556 | 1361.7907 | 1417.87 | 1468.5696 | 1518.9201 | 1569.8271 | 1618.0959 | 1665.5 | 1712.5717 | 1759.2117 | 1804.6279 | 1849.3486 | 1892.3407 | 1933.4358 | 1972.1039 | 2008.4665 | 2042.3239 | 2073.5854 | 2102.7428 | 2129.5417 | 2154.3218 | 2177.1409 | 2198.2449 | 2217.365 | 2234.8846
MI | 124.3532 | 124.3532 | 124.3532 | 124.3532 | 124.3532 | 135.8781 | 148.9372 | 163.1149 | 177.3691 | 193.0418 | 210.6719 | 229.4096 | 250.0556 | 273.1736 | 299.1852 | 328.1692 | 361.0324 | 397.7284 | 438.7254 | 484.0882 | 534.4663 | 590.1227 | 651.312 | 719.433 | 794.5076 | 877.9481 | 970.6612 | 1074.4932 | 1188.9705 | 1316.8098
MN | 124.7239 | 124.7239 | 124.7239 | 124.7239 | 124.7239 | 136.0918 | 148.9352 | 162.8324 | 176.7543 | 192.006 | 209.0943 | 227.1751 | 247.0028 | 269.0888 | 293.7947 | 321.1443 | 351.9298 | 386.0248 | 423.7696 | 465.1115 | 510.5126 | 560.0527 | 613.7804 | 672.7087 | 736.5884 | 806.3129 | 882.2524 | 965.4436 | 1054.943 | 1152.2447
MS | 10.3567 | 10.3567 | 10.3567 | 10.3567 | 10.3567 | 11.3301 | 12.4358 | 13.6396 | 14.8537 | 16.1928 | 17.7043 | 19.317 | 21.1012 | 23.1082 | 25.378 | 27.9217 | 30.8244 | 34.0894 | 37.767 | 41.8738 | 46.4813 | 51.6299 | 57.3624 | 63.8344 | 71.0801 | 79.2752 | 88.5615 | 99.1933 | 111.2116 | 125.0129
MO | 213.9372 | 213.9372 | 213.9372 | 213.9372 | 213.9372 | 233.0749 | 254.6262 | 277.861 | 301.045 | 326.3428 | 354.564 | 384.2798 | 416.6997 | 452.6099 | 492.5297 | 536.4146 | 585.4342 | 639.2575 | 698.2775 | 762.2462 | 831.6938 | 906.5265 | 986.583 | 1073.1015 | 1165.3886 | 1264.3802 | 1370.1744 | 1483.718 | 1603.1704 | 1729.9655
MT | 51.2841 | 51.2841 | 51.2841 | 51.2841 | 51.2841 | 55.7547 | 60.7671 | 66.1445 | 71.4816 | 77.2746 | 83.6997 | 90.4218 | 97.706 | 105.7154 | 114.5468 | 124.1684 | 134.8101 | 146.3668 | 158.8877 | 172.2812 | 186.6168 | 201.8283 | 217.8355 | 234.8332 | 252.6244 | 271.3283 | 290.8933 | 311.4175 | 332.4899 | 354.294
NE | 20.3655 | 20.3655 | 20.3655 | 20.3655 | 20.3655 | 22.2624 | 24.4139 | 26.752 | 29.1053 | 31.6956 | 34.6131 | 37.7182 | 41.1445 | 44.9872 | 49.3188 | 54.1552 | 59.6514 | 65.8045 | 72.6986 | 80.3516 | 88.8811 | 98.342 | 108.7894 | 120.4771 | 133.4283 | 147.9096 | 164.1089 | 182.3877 | 202.7118 | 225.6224
NV | 931.1713 | 931.1713 | 931.1713 | 931.1713 | 931.1713 | 978.0948 | 1027.0417 | 1075.5987 | 1120.0401 | 1164.6731 | 1210.3097 | 1254.0813 | 1297.5439 | 1341.175 | 1384.8814 | 1427.9097 | 1470.7381 | 1512.3551 | 1552.5525 | 1590.7586 | 1627.032 | 1661.1144 | 1692.8532 | 1722.6919 | 1750.3226 | 1776.0493 | 1799.8932 | 1822.0774 | 1842.2884 | 1860.9019
NH | 165.626 | 165.626 | 165.626 | 165.626 | 165.626 | 178.4168 | 192.4841 | 207.256 | 221.5874 | 236.7974 | 253.2649 | 270.0429 | 287.7323 | 306.619 | 326.7902 | 348.016 | 370.6328 | 394.2166 | 418.6828 | 443.6717 | 469.1504 | 494.8417 | 520.4796 | 546.2547 | 571.7412 | 597.0192 | 621.9233 | 646.4962 | 670.1892 | 693.2078
NJ | 1307.2197 | 1307.2197 | 1307.2197 | 1307.2197 | 1307.2197 | 1377.064 | 1450.363 | 1523.5429 | 1590.948 | 1659.0426 | 1729.0831 | 1796.6735 | 1864.1847 | 1932.3597 | 2001.0619 | 2069.1079 | 2137.2451 | 2203.8548 | 2268.5728 | 2330.4393 | 2389.5002 | 2445.287 | 2497.4974 | 2546.8121 | 2592.6803 | 2635.5645 | 2675.4644 | 2712.721 | 2746.7788 | 2778.2421
NM | 296.7976 | 296.7976 | 296.7976 | 296.7976 | 296.7976 | 317.8567 | 340.7358 | 364.4408 | 387.1183 | 410.8613 | 436.2006 | 461.6212 | 488.0045 | 515.7128 | 544.7913 | 574.8252 | 606.2089 | 638.2641 | 670.8124 | 703.3273 | 735.7411 | 767.6869 | 798.8437 | 829.4619 | 859.0555 | 887.756 | 915.4127 | 942.1148 | 967.3163 | 991.3028
NY | 1477.8219 | 1477.8219 | 1477.8219 | 1477.8219 | 1477.8219 | 1580.7113 | 1692.2011 | 1807.3878 | 1917.2575 | 2031.9641 | 2154.0197 | 2276.0785 | 2402.3567 | 2534.5364 | 2672.7687 | 2815.0184 | 2963.0953 | 3113.7381 | 3266.072 | 3417.616 | 3568.0571 | 3715.7056 | 3859.1105 | 3999.4653 | 4134.5796 | 4265.1066 | 4390.41 | 4510.9446 | 4624.3003 | 4731.8263
NC | 360.3454 | 360.3454 | 360.3454 | 360.3454 | 360.3454 | 392.4887 | 428.6684 | 467.6528 | 506.529 | 548.9247 | 596.1891 | 645.9207 | 700.1366 | 760.1395 | 826.7809 | 899.9667 | 981.6238 | 1071.1702 | 1169.2271 | 1275.3447 | 1390.3619 | 1514.0757 | 1646.1697 | 1788.6297 | 1940.2466 | 2102.4868 | 2275.4265 | 2460.5181 | 2654.6582 | 2860.0788
ND | 0.94399 | 0.94399 | 0.94399 | 0.94399 | 0.94399 | 1.0329 | 1.1341 | 1.2442 | 1.3553 | 1.478 | 1.6165 | 1.7644 | 1.9282 | 2.1126 | 2.3214 | 2.5556 | 2.8232 | 3.1246 | 3.4647 | 3.8451 | 4.2728 | 4.7519 | 5.2866 | 5.892 | 6.572 | 7.3438 | 8.222 | 9.2321 | 10.38 | 11.7062
OH | 153.4048 | 153.4048 | 153.4048 | 153.4048 | 153.4048 | 167.4861 | 183.4147 | 200.6747 | 217.9915 | 236.9915 | 258.3151 | 280.9197 | 305.7577 | 333.4854 | 364.578 | 399.0919 | 438.0596 | 481.3642 | 529.4867 | 582.4178 | 640.8157 | 704.8639 | 774.7158 | 851.7983 | 935.922 | 1028.4195 | 1129.9784 | 1242.2256 | 1364.1716 | 1498.1655
OK | 91.5611 | 91.5611 | 91.5611 | 91.5611 | 91.5611 | 100.0183 | 109.5955 | 119.9861 | 130.4251 | 141.8943 | 154.7854 | 168.4739 | 183.5418 | 200.3957 | 219.3363 | 240.4128 | 264.2743 | 290.8735 | 320.5339 | 353.2833 | 389.5683 | 429.5507 | 473.3814 | 522.0232 | 575.4417 | 634.5827 | 700.0128 | 772.9392 | 852.9115 | 941.6904
OR | 292.9935 | 292.9935 | 292.9935 | 292.9935 | 292.9935 | 317.4896 | 344.766 | 373.8038 | 402.3881 | 433.1609 | 466.9909 | 502.0395 | 539.6337 | 580.5162 | 625.0539 | 672.9368 | 725.1396 | 780.9401 | 840.3699 | 902.7783 | 968.2762 | 1036.3372 | 1106.3934 | 1179.0851 | 1253.3362 | 1329.4403 | 1406.9637 | 1486.0768 | 1565.0011 | 1644.3061
PA | 595.631 | 595.631 | 595.631 | 595.631 | 595.631 | 647.3396 | 705.2745 | 767.379 | 828.968 | 895.7612 | 969.7763 | 1047.1338 | 1130.8736 | 1222.8433 | 1324.1266 | 1434.3183 | 1556.009 | 1687.9425 | 1830.624 | 1982.9472 | 2145.6389 | 2317.8799 | 2498.6907 | 2690.1991 | 2890.1014 | 3099.658 | 3318.1974 | 3546.7232 | 3780.565 | 4021.6887
RI | 154.9406 | 154.9406 | 154.9406 | 154.9406 | 154.9406 | 166.5358 | 179.229 | 192.4899 | 205.2863 | 218.7964 | 233.3425 | 248.0741 | 263.511 | 279.8867 | 297.2559 | 315.399 | 334.5817 | 354.4198 | 374.8231 | 395.4762 | 416.3418 | 437.1853 | 457.7894 | 478.3086 | 498.4057 | 518.1509 | 537.4222 | 556.2616 | 574.2605 | 591.5924
SC | 255.5219 | 255.5219 | 255.5219 | 255.5219 | 255.5219 | 277.4978 | 302.0815 | 328.3885 | 354.4283 | 382.6157 | 413.7877 | 446.2946 | 481.4009 | 519.8596 | 562.095 | 607.9043 | 658.3251 | 712.7883 | 771.4525 | 833.8096 | 900.1026 | 969.9386 | 1042.8636 | 1119.6756 | 1199.383 | 1282.4257 | 1368.4678 | 1457.8326 | 1548.6263 | 1641.5638
SD | 2.733 | 2.733 | 2.733 | 2.733 | 2.733 | 2.9899 | 3.2816 | 3.5992 | 3.9195 | 4.2728 | 4.6715 | 5.097 | 5.5676 | 6.097 | 6.6956 | 7.3665 | 8.132 | 8.993 | 9.9626 | 11.0453 | 12.2599 | 13.617 | 15.1277 | 16.833 | 18.7418 | 20.9003 | 23.3456 | 26.1445 | 29.3074 | 32.9383
TN | 19.7548 | 19.7548 | 19.7548 | 19.7548 | 19.7548 | 21.6023 | 23.6992 | 25.98 | 28.2776 | 30.8089 | 33.6627 | 36.7034 | 40.0626 | 43.8352 | 48.0939 | 52.8568 | 58.2796 | 64.3633 | 71.1958 | 78.8005 | 87.3013 | 96.7613 | 107.2461 | 119.0232 | 132.1329 | 146.8657 | 163.44 | 182.2614 | 203.3403 | 227.2942
TX | 1370.3216 | 1370.3216 | 1370.3216 | 1370.3216 | 1370.3216 | 1491.2932 | 1627.2147 | 1773.3811 | 1918.8291 | 2077.1044 | 2253.1424 | 2437.8873 | 2638.7379 | 2860.3629 | 3105.6938 | 3374.1293 | 3672.4305 | 3998.0847 | 4352.9351 | 4734.8886 | 5146.4621 | 5586.3589 | 6052.8612 | 6552.3181 | 7079.714 | 7639.3534 | 8230.5693 | 8857.2944 | 9507.9418 | 10189.0049
UT | 431.8182 | 431.8182 | 431.8182 | 431.8182 | 431.8182 | 460.9915 | 492.4756 | 524.8611 | 555.6117 | 587.5767 | 621.4356 | 655.1319 | 689.8244 | 725.9562 | 763.544 | 802.0113 | 841.8271 | 882.0929 | 922.5648 | 962.58 | 1002.0611 | 1040.5733 | 1077.7543 | 1113.9318 | 1148.5585 | 1181.8243 | 1213.587 | 1243.9826 | 1272.4247 | 1299.2766
VT | 97.762 | 97.762 | 97.762 | 97.762 | 97.762 | 105.1014 | 113.1395 | 121.5413 | 129.6532 | 138.2219 | 147.4527 | 156.8069 | 166.6147 | 177.0256 | 188.0755 | 199.6261 | 211.8477 | 224.4969 | 237.5174 | 250.7086 | 264.0472 | 277.3836 | 290.5787 | 303.7311 | 316.6245 | 329.3033 | 341.6887 | 353.8069 | 365.3943 | 376.5613
VA | 425.0586 | 425.0586 | 425.0586 | 425.0586 | 425.0586 | 461.8298 | 503.0045 | 547.1135 | 590.8255 | 638.1979 | 690.6522 | 745.429 | 804.6726 | 869.6762 | 941.1872 | 1018.8975 | 1104.6086 | 1197.404 | 1297.6065 | 1404.4037 | 1518.2692 | 1638.59 | 1764.6434 | 1897.8718 | 2036.6263 | 2181.7382 | 2332.6937 | 2490.1352 | 2650.7968 | 2815.9929
WA | 331.9952 | 331.9952 | 331.9952 | 331.9952 | 331.9952 | 361.2619 | 394.1374 | 429.4812 | 464.641 | 502.8904 | 545.4188 | 590.0349 | 638.5224 | 692.0034 | 751.1784 | 815.8942 | 887.7711 | 966.1913 | 1051.5857 | 1143.436 | 1242.3319 | 1347.9444 | 1459.8431 | 1579.5313 | 1705.7837 | 1839.6077 | 1980.8168 | 2130.3209 | 2285.3257 | 2447.3515
WV | 27.612 | 27.612 | 27.612 | 27.612 | 27.612 | 30.1608 | 33.0468 | 36.1775 | 39.3224 | 42.7771 | 46.6596 | 50.7815 | 55.3179 | 60.391 | 66.0909 | 72.432 | 79.609 | 87.6068 | 96.5218 | 106.3615 | 117.2586 | 129.2602 | 142.41 | 156.9945 | 173.0007 | 190.7088 | 210.2844 | 232.0833 | 255.9646 | 282.4469
WI | 97.3729 | 97.3729 | 97.3729 | 97.3729 | 97.3729 | 106.2666 | 116.3183 | 127.1994 | 138.1047 | 150.0571 | 163.4554 | 177.6398 | 193.2037 | 210.5517 | 229.9715 | 251.4867 | 275.7264 | 302.599 | 332.3816 | 365.0428 | 400.9598 | 440.2098 | 482.8474 | 529.6957 | 580.5801 | 636.2391 | 697.0016 | 763.7374 | 835.7367 | 914.2526
WY | 15.8706 | 15.8706 | 15.8706 | 15.8706 | 15.8706 | 17.3067 | 18.9271 | 20.678 | 22.4292 | 24.3448 | 26.4874 | 28.7501 | 31.2264 | 33.9788 | 37.05 | 40.4406 | 44.2455 | 48.4451 | 53.0768 | 58.1287 | 63.6512 | 69.647 | 76.1141 | 83.165 | 90.7586 | 98.9885 | 107.883 | 117.5452 | 127.8445 | 138.931
SECTION 6a - COMMERCIAL: each state share of this year new capacity (%)
A state share is its headroom weight over the sum of all 48. The weight is (capacity it had last year) x (1 - how full it is), so a state with no rooftop industry gets little and a state at its ceiling gets zero - it stops taking new capacity without any hard cut-off. Every column totals 100%.
Year | 2021 | 2022 | 2023 | 2024 | 2025 | 2026 | 2027 | 2028 | 2029 | 2030 | 2031 | 2032 | 2033 | 2034 | 2035 | 2036 | 2037 | 2038 | 2039 | 2040 | 2041 | 2042 | 2043 | 2044 | 2045 | 2046 | 2047 | 2048 | 2049 | 2050
AL | 0% | 0.1183% | 0.1183% | 0.1183% | 0.1183% | 0.1183% | 0.1326% | 0.1461% | 0.1532% | 0.1577% | 0.163% | 0.1672% | 0.1706% | 0.1744% | 0.1804% | 0.1854% | 0.1897% | 0.1974% | 0.2052% | 0.2148% | 0.2235% | 0.2284% | 0.2357% | 0.2398% | 0.2445% | 0.2484% | 0.2544% | 0.2621% | 0.2701% | 0.2764%
AZ | 0% | 2.115% | 2.115% | 2.115% | 2.115% | 2.115% | 1.84% | 1.636% | 1.546% | 1.495% | 1.438% | 1.395% | 1.363% | 1.327% | 1.274% | 1.233% | 1.2% | 1.143% | 1.09% | 1.03% | 0.98% | 0.9544% | 0.9172% | 0.8978% | 0.8764% | 0.8594% | 0.8336% | 0.8027% | 0.7725% | 0.7504%
AR | 0% | 0.7615% | 0.7615% | 0.7615% | 0.7615% | 0.7615% | 0.835% | 0.9007% | 0.9337% | 0.9541% | 0.9776% | 0.9958% | 1.01% | 1.027% | 1.052% | 1.072% | 1.089% | 1.119% | 1.148% | 1.184% | 1.214% | 1.231% | 1.255% | 1.268% | 1.283% | 1.295% | 1.313% | 1.336% | 1.359% | 1.376%
CA | 0% | 25.37% | 25.37% | 25.37% | 25.37% | 25.37% | 23.43% | 21.8% | 21.02% | 20.55% | 20.02% | 19.61% | 19.29% | 18.93% | 18.4% | 17.98% | 17.62% | 17.01% | 16.42% | 15.73% | 15.15% | 14.85% | 14.39% | 14.15% | 13.89% | 13.67% | 13.35% | 12.95% | 12.55% | 12.26%
CO | 0% | 1.794% | 1.794% | 1.794% | 1.794% | 1.794% | 1.843% | 1.873% | 1.883% | 1.887% | 1.891% | 1.893% | 1.894% | 1.895% | 1.895% | 1.894% | 1.892% | 1.887% | 1.881% | 1.87% | 1.859% | 1.852% | 1.841% | 1.834% | 1.826% | 1.819% | 1.808% | 1.793% | 1.778% | 1.765%
CT | 0% | 2.141% | 2.141% | 2.141% | 2.141% | 2.141% | 2.143% | 2.13% | 2.118% | 2.109% | 2.098% | 2.088% | 2.079% | 2.069% | 2.052% | 2.038% | 2.025% | 2.001% | 1.977% | 1.944% | 1.915% | 1.898% | 1.873% | 1.858% | 1.842% | 1.828% | 1.807% | 1.78% | 1.752% | 1.731%
DE | 0% | 0.2763% | 0.2763% | 0.2763% | 0.2763% | 0.2763% | 0.2906% | 0.3017% | 0.3065% | 0.3093% | 0.3123% | 0.3145% | 0.3162% | 0.318% | 0.3205% | 0.3224% | 0.3239% | 0.3262% | 0.3282% | 0.3302% | 0.3316% | 0.3321% | 0.3327% | 0.333% | 0.3331% | 0.3332% | 0.3332% | 0.3331% | 0.3327% | 0.3323%
FL | 0% | 1.838% | 1.838% | 1.838% | 1.838% | 1.838% | 1.98% | 2.102% | 2.161% | 2.197% | 2.236% | 2.267% | 2.291% | 2.318% | 2.357% | 2.389% | 2.415% | 2.46% | 2.503% | 2.552% | 2.593% | 2.614% | 2.645% | 2.661% | 2.678% | 2.692% | 2.713% | 2.738% | 2.762% | 2.779%
GA | 0% | 1.838% | 1.838% | 1.838% | 1.838% | 1.838% | 2.038% | 2.222% | 2.317% | 2.377% | 2.445% | 2.5% | 2.543% | 2.593% | 2.668% | 2.731% | 2.784% | 2.879% | 2.972% | 3.088% | 3.189% | 3.245% | 3.329% | 3.375% | 3.427% | 3.47% | 3.536% | 3.619% | 3.705% | 3.77%
ID | 0% | 0.2376% | 0.2376% | 0.2376% | 0.2376% | 0.2376% | 0.2537% | 0.2669% | 0.2731% | 0.2768% | 0.2809% | 0.284% | 0.2864% | 0.289% | 0.2929% | 0.2959% | 0.2984% | 0.3026% | 0.3064% | 0.3108% | 0.3142% | 0.3159% | 0.3184% | 0.3196% | 0.3209% | 0.3219% | 0.3233% | 0.325% | 0.3265% | 0.3275%
IL | 0% | 4.997% | 4.997% | 4.997% | 4.997% | 4.997% | 5.403% | 5.752% | 5.921% | 6.024% | 6.14% | 6.229% | 6.3% | 6.378% | 6.495% | 6.589% | 6.667% | 6.802% | 6.929% | 7.08% | 7.205% | 7.27% | 7.366% | 7.416% | 7.471% | 7.515% | 7.581% | 7.661% | 7.738% | 7.794%
IN | 0% | 1.466% | 1.466% | 1.466% | 1.466% | 1.466% | 1.625% | 1.772% | 1.847% | 1.895% | 1.95% | 1.993% | 2.027% | 2.067% | 2.127% | 2.177% | 2.219% | 2.295% | 2.369% | 2.461% | 2.542% | 2.586% | 2.653% | 2.69% | 2.731% | 2.765% | 2.818% | 2.884% | 2.952% | 3.003%
IA | 0% | 1.419% | 1.419% | 1.419% | 1.419% | 1.419% | 1.551% | 1.668% | 1.726% | 1.761% | 1.802% | 1.834% | 1.859% | 1.888% | 1.931% | 1.966% | 1.995% | 2.046% | 2.096% | 2.156% | 2.207% | 2.234% | 2.274% | 2.296% | 2.32% | 2.34% | 2.37% | 2.407% | 2.444% | 2.471%
KS | 0% | 0.2734% | 0.2734% | 0.2734% | 0.2734% | 0.2734% | 0.304% | 0.3323% | 0.347% | 0.3563% | 0.367% | 0.3755% | 0.3823% | 0.39% | 0.4019% | 0.4117% | 0.4202% | 0.4351% | 0.45% | 0.4684% | 0.4847% | 0.4936% | 0.5072% | 0.5146% | 0.5231% | 0.53% | 0.5409% | 0.5545% | 0.5685% | 0.5792%
KY | 0% | 0.1861% | 0.1861% | 0.1861% | 0.1861% | 0.1861% | 0.2078% | 0.228% | 0.2386% | 0.2452% | 0.253% | 0.2591% | 0.2641% | 0.2698% | 0.2785% | 0.2857% | 0.2919% | 0.303% | 0.3141% | 0.3279% | 0.3401% | 0.347% | 0.3573% | 0.363% | 0.3695% | 0.3748% | 0.3832% | 0.3937% | 0.4047% | 0.4131%
LA | 0% | 0.133% | 0.133% | 0.133% | 0.133% | 0.133% | 0.1475% | 0.1609% | 0.1678% | 0.1721% | 0.1771% | 0.181% | 0.1842% | 0.1878% | 0.1933% | 0.1978% | 0.2017% | 0.2086% | 0.2154% | 0.2238% | 0.2312% | 0.2353% | 0.2414% | 0.2447% | 0.2485% | 0.2516% | 0.2565% | 0.2625% | 0.2688% | 0.2735%
ME | 0% | 3.362% | 3.362% | 3.362% | 3.362% | 3.362% | 3.236% | 3.112% | 3.046% | 3.005% | 2.957% | 2.919% | 2.888% | 2.854% | 2.801% | 2.757% | 2.72% | 2.655% | 2.591% | 2.512% | 2.445% | 2.408% | 2.353% | 2.324% | 2.291% | 2.264% | 2.222% | 2.17% | 2.119% | 2.08%
MD | 0% | 1.741% | 1.741% | 1.741% | 1.741% | 1.741% | 1.808% | 1.855% | 1.874% | 1.884% | 1.895% | 1.902% | 1.907% | 1.912% | 1.919% | 1.923% | 1.926% | 1.929% | 1.931% | 1.93% | 1.927% | 1.925% | 1.92% | 1.916% | 1.912% | 1.908% | 1.901% | 1.892% | 1.882% | 1.873%
MA | 0% | 8.509% | 8.509% | 8.509% | 8.509% | 8.509% | 7.84% | 7.281% | 7.014% | 6.854% | 6.673% | 6.535% | 6.427% | 6.306% | 6.126% | 5.981% | 5.861% | 5.655% | 5.458% | 5.225% | 5.029% | 4.926% | 4.774% | 4.694% | 4.604% | 4.533% | 4.423% | 4.289% | 4.157% | 4.059%
MI | 0% | 0.7555% | 0.7555% | 0.7555% | 0.7555% | 0.7555% | 0.8423% | 0.9232% | 0.9653% | 0.9919% | 1.023% | 1.047% | 1.067% | 1.089% | 1.124% | 1.152% | 1.177% | 1.221% | 1.264% | 1.319% | 1.367% | 1.393% | 1.434% | 1.456% | 1.481% | 1.502% | 1.535% | 1.576% | 1.618% | 1.651%
MN | 0% | 0.7895% | 0.7895% | 0.7895% | 0.7895% | 0.7895% | 0.8752% | 0.9539% | 0.9945% | 1.02% | 1.049% | 1.072% | 1.091% | 1.112% | 1.144% | 1.171% | 1.194% | 1.234% | 1.274% | 1.323% | 1.366% | 1.39% | 1.426% | 1.445% | 1.467% | 1.485% | 1.514% | 1.549% | 1.585% | 1.613%
MS | 0% | 0.04115% | 0.04115% | 0.04115% | 0.04115% | 0.04115% | 0.04611% | 0.05077% | 0.05323% | 0.05478% | 0.05659% | 0.05804% | 0.0592% | 0.06053% | 0.06259% | 0.06431% | 0.06579% | 0.06842% | 0.07108% | 0.0744% | 0.07737% | 0.07903% | 0.08155% | 0.08294% | 0.08454% | 0.08586% | 0.08793% | 0.09055% | 0.09329% | 0.0954%
MO | 0% | 1.6% | 1.6% | 1.6% | 1.6% | 1.6% | 1.763% | 1.91% | 1.984% | 2.031% | 2.084% | 2.126% | 2.159% | 2.197% | 2.255% | 2.302% | 2.342% | 2.412% | 2.482% | 2.566% | 2.639% | 2.679% | 2.739% | 2.771% | 2.807% | 2.837% | 2.883% | 2.94% | 2.997% | 3.041%
MT | 0% | 0.1068% | 0.1068% | 0.1068% | 0.1068% | 0.1068% | 0.1166% | 0.1253% | 0.1296% | 0.1323% | 0.1354% | 0.1377% | 0.1396% | 0.1417% | 0.1449% | 0.1475% | 0.1497% | 0.1534% | 0.1571% | 0.1615% | 0.1653% | 0.1673% | 0.1703% | 0.1719% | 0.1737% | 0.1751% | 0.1773% | 0.18% | 0.1827% | 0.1847%
NE | 0% | 0.08295% | 0.08295% | 0.08295% | 0.08295% | 0.08295% | 0.09265% | 0.1017% | 0.1065% | 0.1094% | 0.1129% | 0.1157% | 0.1179% | 0.1205% | 0.1244% | 0.1276% | 0.1304% | 0.1354% | 0.1404% | 0.1466% | 0.1521% | 0.1552% | 0.1599% | 0.1624% | 0.1654% | 0.1678% | 0.1716% | 0.1763% | 0.1813% | 0.1851%
NV | 0% | 0.5496% | 0.5496% | 0.5496% | 0.5496% | 0.5496% | 0.5189% | 0.4914% | 0.4775% | 0.469% | 0.4593% | 0.4518% | 0.4458% | 0.4391% | 0.4289% | 0.4206% | 0.4137% | 0.4016% | 0.3899% | 0.3759% | 0.3639% | 0.3575% | 0.3481% | 0.343% | 0.3373% | 0.3328% | 0.3257% | 0.3171% | 0.3085% | 0.302%
NH | 0% | 0.6658% | 0.6658% | 0.6658% | 0.6658% | 0.6658% | 0.6997% | 0.726% | 0.7374% | 0.744% | 0.751% | 0.7562% | 0.76% | 0.7641% | 0.7701% | 0.7744% | 0.7778% | 0.7833% | 0.7878% | 0.7923% | 0.7952% | 0.7963% | 0.7976% | 0.7981% | 0.7984% | 0.7984% | 0.7983% | 0.7977% | 0.7966% | 0.7954%
NJ | 0% | 8.292% | 8.292% | 8.292% | 8.292% | 8.292% | 7.928% | 7.583% | 7.404% | 7.292% | 7.163% | 7.061% | 6.981% | 6.889% | 6.75% | 6.636% | 6.539% | 6.37% | 6.205% | 6.005% | 5.833% | 5.74% | 5.601% | 5.527% | 5.443% | 5.376% | 5.271% | 5.143% | 5.014% | 4.917%
NM | 0% | 0.6806% | 0.6806% | 0.6806% | 0.6806% | 0.6806% | 0.698% | 0.7085% | 0.7118% | 0.7133% | 0.7144% | 0.715% | 0.7152% | 0.7152% | 0.7148% | 0.714% | 0.713% | 0.7109% | 0.7081% | 0.7037% | 0.6992% | 0.6963% | 0.6917% | 0.689% | 0.6858% | 0.6831% | 0.6786% | 0.6729% | 0.6666% | 0.6617%
NY | 0% | 12.26% | 12.26% | 12.26% | 12.26% | 12.26% | 12.51% | 12.64% | 12.67% | 12.67% | 12.67% | 12.67% | 12.66% | 12.65% | 12.62% | 12.59% | 12.56% | 12.49% | 12.42% | 12.31% | 12.21% | 12.15% | 12.05% | 11.99% | 11.92% | 11.87% | 11.77% | 11.66% | 11.53% | 11.43%
NC | 0% | 1.285% | 1.285% | 1.285% | 1.285% | 1.285% | 1.414% | 1.53% | 1.589% | 1.626% | 1.668% | 1.701% | 1.727% | 1.757% | 1.802% | 1.839% | 1.871% | 1.926% | 1.98% | 2.046% | 2.104% | 2.135% | 2.181% | 2.206% | 2.234% | 2.257% | 2.293% | 2.337% | 2.382% | 2.415%
ND | 0% | 0.009042% | 0.009042% | 0.009042% | 0.009042% | 0.009042% | 0.01014% | 0.01118% | 0.01172% | 0.01207% | 0.01247% | 0.0128% | 0.01306% | 0.01335% | 0.01381% | 0.0142% | 0.01453% | 0.01512% | 0.01572% | 0.01646% | 0.01713% | 0.0175% | 0.01807% | 0.01839% | 0.01875% | 0.01904% | 0.01951% | 0.02011% | 0.02073% | 0.02121%
OH | 0% | 1.785% | 1.785% | 1.785% | 1.785% | 1.785% | 1.984% | 2.167% | 2.262% | 2.322% | 2.391% | 2.446% | 2.49% | 2.539% | 2.616% | 2.679% | 2.734% | 2.83% | 2.925% | 3.043% | 3.148% | 3.205% | 3.292% | 3.339% | 3.393% | 3.437% | 3.507% | 3.593% | 3.683% | 3.751%
OK | 0% | 0.1635% | 0.1635% | 0.1635% | 0.1635% | 0.1635% | 0.1821% | 0.1993% | 0.2083% | 0.2139% | 0.2205% | 0.2257% | 0.2299% | 0.2346% | 0.2419% | 0.248% | 0.2532% | 0.2624% | 0.2716% | 0.283% | 0.2931% | 0.2987% | 0.3071% | 0.3118% | 0.3171% | 0.3214% | 0.3282% | 0.3367% | 0.3456% | 0.3523%
OR | 0% | 1.067% | 1.067% | 1.067% | 1.067% | 1.067% | 1.149% | 1.219% | 1.253% | 1.273% | 1.296% | 1.314% | 1.327% | 1.343% | 1.365% | 1.383% | 1.398% | 1.424% | 1.448% | 1.477% | 1.5% | 1.512% | 1.529% | 1.538% | 1.548% | 1.556% | 1.568% | 1.582% | 1.595% | 1.605%
PA | 0% | 2.806% | 2.806% | 2.806% | 2.806% | 2.806% | 3.059% | 3.283% | 3.395% | 3.463% | 3.541% | 3.601% | 3.649% | 3.703% | 3.784% | 3.85% | 3.905% | 4.001% | 4.094% | 4.205% | 4.3% | 4.351% | 4.425% | 4.465% | 4.51% | 4.545% | 4.601% | 4.667% | 4.734% | 4.783%
RI | 0% | 0.3684% | 0.3684% | 0.3684% | 0.3684% | 0.3684% | 0.3836% | 0.3947% | 0.3992% | 0.4017% | 0.4043% | 0.4061% | 0.4074% | 0.4087% | 0.4106% | 0.4118% | 0.4127% | 0.4139% | 0.4147% | 0.4152% | 0.415% | 0.4147% | 0.414% | 0.4135% | 0.4128% | 0.4122% | 0.411% | 0.4095% | 0.4076% | 0.406%
SC | 0% | 0.8329% | 0.8329% | 0.8329% | 0.8329% | 0.8329% | 0.9054% | 0.9689% | 1% | 1.019% | 1.041% | 1.058% | 1.071% | 1.086% | 1.108% | 1.127% | 1.142% | 1.168% | 1.193% | 1.223% | 1.249% | 1.262% | 1.282% | 1.292% | 1.304% | 1.314% | 1.328% | 1.345% | 1.362% | 1.375%
SD | 0% | 0.02126% | 0.02126% | 0.02126% | 0.02126% | 0.02126% | 0.02382% | 0.02622% | 0.02749% | 0.02829% | 0.02923% | 0.02997% | 0.03057% | 0.03126% | 0.03232% | 0.03321% | 0.03397% | 0.03533% | 0.0367% | 0.03841% | 0.03995% | 0.0408% | 0.0421% | 0.04282% | 0.04364% | 0.04432% | 0.0454% | 0.04675% | 0.04815% | 0.04924%
TN | 0% | 0.4086% | 0.4086% | 0.4086% | 0.4086% | 0.4086% | 0.457% | 0.5024% | 0.5262% | 0.5413% | 0.5588% | 0.5728% | 0.584% | 0.5968% | 0.6167% | 0.6331% | 0.6473% | 0.6726% | 0.6979% | 0.7296% | 0.7578% | 0.7735% | 0.7974% | 0.8106% | 0.8256% | 0.8381% | 0.8576% | 0.8822% | 0.9078% | 0.9276%
TX | 0% | 2.409% | 2.409% | 2.409% | 2.409% | 2.409% | 2.642% | 2.85% | 2.955% | 3.02% | 3.094% | 3.152% | 3.198% | 3.25% | 3.329% | 3.393% | 3.448% | 3.543% | 3.636% | 3.748% | 3.845% | 3.897% | 3.975% | 4.017% | 4.063% | 4.102% | 4.16% | 4.233% | 4.305% | 4.36%
UT | 0% | 0.6515% | 0.6515% | 0.6515% | 0.6515% | 0.6515% | 0.6592% | 0.6614% | 0.6607% | 0.6596% | 0.6581% | 0.6565% | 0.6551% | 0.6533% | 0.6501% | 0.6472% | 0.6445% | 0.6394% | 0.6338% | 0.6262% | 0.619% | 0.6149% | 0.6084% | 0.6047% | 0.6004% | 0.5969% | 0.5912% | 0.584% | 0.5765% | 0.5706%
VT | 0% | 0.4744% | 0.4744% | 0.4744% | 0.4744% | 0.4744% | 0.4944% | 0.5091% | 0.5152% | 0.5185% | 0.522% | 0.5244% | 0.5262% | 0.5281% | 0.5306% | 0.5323% | 0.5336% | 0.5354% | 0.5367% | 0.5374% | 0.5375% | 0.5372% | 0.5364% | 0.5359% | 0.5351% | 0.5343% | 0.533% | 0.5311% | 0.5289% | 0.5269%
VA | 0% | 1.713% | 1.713% | 1.713% | 1.713% | 1.713% | 1.866% | 2% | 2.067% | 2.108% | 2.154% | 2.19% | 2.218% | 2.25% | 2.299% | 2.338% | 2.371% | 2.427% | 2.482% | 2.548% | 2.604% | 2.633% | 2.677% | 2.7% | 2.726% | 2.747% | 2.779% | 2.818% | 2.857% | 2.885%
WA | 0% | 0.5154% | 0.5154% | 0.5154% | 0.5154% | 0.5154% | 0.5649% | 0.6092% | 0.6314% | 0.6451% | 0.6609% | 0.6732% | 0.6829% | 0.6939% | 0.7107% | 0.7243% | 0.7358% | 0.7559% | 0.7755% | 0.7993% | 0.8197% | 0.8307% | 0.847% | 0.8558% | 0.8657% | 0.8737% | 0.8861% | 0.9012% | 0.9165% | 0.9279%
WV | 0% | 0.08584% | 0.08584% | 0.08584% | 0.08584% | 0.08584% | 0.09558% | 0.1046% | 0.1093% | 0.1123% | 0.1157% | 0.1184% | 0.1206% | 0.1231% | 0.1269% | 0.1301% | 0.1328% | 0.1376% | 0.1424% | 0.1484% | 0.1536% | 0.1565% | 0.161% | 0.1634% | 0.1661% | 0.1684% | 0.1719% | 0.1764% | 0.181% | 0.1845%
WI | 0% | 0.9833% | 0.9833% | 0.9833% | 0.9833% | 0.9833% | 1.091% | 1.19% | 1.241% | 1.273% | 1.31% | 1.339% | 1.363% | 1.389% | 1.43% | 1.464% | 1.492% | 1.543% | 1.594% | 1.656% | 1.711% | 1.741% | 1.787% | 1.812% | 1.84% | 1.863% | 1.899% | 1.944% | 1.99% | 2.025%
WY | 0% | 0.02197% | 0.02197% | 0.02197% | 0.02197% | 0.02197% | 0.02429% | 0.02642% | 0.02751% | 0.02818% | 0.02897% | 0.02959% | 0.03008% | 0.03064% | 0.0315% | 0.0322% | 0.0328% | 0.03386% | 0.0349% | 0.03619% | 0.03731% | 0.03792% | 0.03885% | 0.03935% | 0.03992% | 0.04038% | 0.0411% | 0.042% | 0.04292% | 0.04362%
Total of all 48 shares - must be 100.0% in every year with new capacity | 0% | 100% | 100% | 100% | 100% | 100% | 100% | 100% | 100% | 100% | 100% | 100% | 100% | 100% | 100% | 100% | 100% | 100% | 100% | 100% | 100% | 100% | 100% | 100% | 100% | 100% | 100% | 100% | 100% | 100%
SECTION 6b - COMMERCIAL: allocated capacity (MW-AC) - THE OUTPUT
Last year capacity plus this state share of this year new capacity. The first column is the section-3 start level, and capacity stays there until the base year is passed. Every column sums to the section-4 national total by construction, which section 8 checks.
Year | 2021 | 2022 | 2023 | 2024 | 2025 | 2026 | 2027 | 2028 | 2029 | 2030 | 2031 | 2032 | 2033 | 2034 | 2035 | 2036 | 2037 | 2038 | 2039 | 2040 | 2041 | 2042 | 2043 | 2044 | 2045 | 2046 | 2047 | 2048 | 2049 | 2050
AL | 11.692 | 11.692 | 11.692 | 11.692 | 11.692 | 13.9425 | 16.0658 | 17.1915 | 17.9081 | 18.7484 | 19.4195 | 19.9636 | 20.5878 | 21.5579 | 22.3691 | 23.073 | 24.3337 | 25.6115 | 27.2215 | 28.6748 | 29.4919 | 30.7419 | 31.4383 | 32.236 | 32.9 | 33.948 | 35.277 | 36.6708 | 37.7576 | 39.1918
AZ | 638.0078 | 638.0078 | 638.0078 | 638.0078 | 638.0078 | 678.2424 | 707.7011 | 720.3038 | 727.5352 | 735.4975 | 741.4172 | 745.958 | 750.9446 | 758.3247 | 764.0541 | 768.7363 | 776.7082 | 784.107 | 792.6639 | 799.628 | 803.2108 | 808.435 | 811.1447 | 814.1309 | 816.5112 | 820.1377 | 824.4917 | 828.76 | 831.8675 | 835.7616
AR | 80.3287 | 80.3287 | 80.3287 | 80.3287 | 80.3287 | 94.8191 | 108.1881 | 115.1274 | 119.494 | 124.577 | 128.6019 | 131.8424 | 135.5393 | 141.2491 | 145.977 | 150.0461 | 157.2819 | 164.5251 | 173.5365 | 181.543 | 185.9816 | 192.7174 | 196.4252 | 200.6433 | 204.1274 | 209.5912 | 216.4508 | 223.5549 | 229.0215 | 236.1618
CA | 5246.9151 | 5246.9151 | 5246.9151 | 5246.9151 | 5246.9151 | 5729.6821 | 6104.8581 | 6272.809 | 6371.0944 | 6480.5503 | 6562.9579 | 6626.7679 | 6697.3515 | 6802.653 | 6885.3824 | 6953.6227 | 7070.6973 | 7180.792 | 7309.6901 | 7416.1106 | 7471.5057 | 7552.7678 | 7595.2927 | 7642.3728 | 7680.0903 | 7737.7889 | 7807.4932 | 7876.3393 | 7926.8339 | 7990.4521
CO | 234.0931 | 234.0931 | 234.0931 | 234.0931 | 234.0931 | 268.2285 | 297.7297 | 312.1588 | 320.9636 | 331.0179 | 338.8048 | 344.9661 | 351.8979 | 362.4364 | 370.9553 | 378.1436 | 390.7121 | 402.9267 | 417.6852 | 430.3363 | 437.1332 | 447.2719 | 452.7104 | 458.8109 | 463.7701 | 471.4464 | 480.8898 | 490.426 | 497.5769 | 506.7356
CT | 307.196 | 307.196 | 307.196 | 307.196 | 307.196 | 347.9268 | 382.2385 | 398.6511 | 408.5573 | 419.7939 | 428.4306 | 435.2243 | 442.832 | 454.3382 | 463.5659 | 471.303 | 484.7587 | 497.7138 | 513.2258 | 526.3786 | 533.3794 | 543.7704 | 549.303 | 555.4845 | 560.4871 | 568.2028 | 577.642 | 587.1088 | 594.1589 | 603.142
DE | 33.2125 | 33.2125 | 33.2125 | 33.2125 | 33.2125 | 38.469 | 43.1214 | 45.4456 | 46.8792 | 48.527 | 49.8129 | 50.8365 | 51.9934 | 53.7617 | 55.2026 | 56.4265 | 58.5784 | 60.6901 | 63.266 | 65.4997 | 66.7118 | 68.5297 | 69.5128 | 70.6203 | 71.5251 | 72.9312 | 74.6717 | 76.4428 | 77.7813 | 79.5057
FL | 204.241 | 204.241 | 204.241 | 204.241 | 204.241 | 239.2055 | 270.915 | 287.1128 | 297.2193 | 308.921 | 318.1291 | 325.5064 | 333.8891 | 346.7775 | 357.3759 | 366.4452 | 382.4927 | 398.4176 | 418.0586 | 435.3228 | 444.8029 | 459.1133 | 466.928 | 475.7792 | 483.0536 | 494.4145 | 508.5862 | 523.1454 | 534.2559 | 548.6761
GA | 187.5047 | 187.5047 | 187.5047 | 187.5047 | 187.5047 | 222.4772 | 255.1123 | 272.2343 | 283.0709 | 295.7322 | 305.801 | 313.9354 | 323.2411 | 337.6592 | 349.6562 | 360.0233 | 378.523 | 397.1568 | 420.4842 | 441.3711 | 453.0308 | 470.7941 | 480.6299 | 491.8562 | 501.1635 | 515.8046 | 534.2753 | 553.5207 | 568.4238 | 587.9854
ID | 27.2201 | 27.2201 | 27.2201 | 27.2201 | 27.2201 | 31.7414 | 35.8028 | 37.8593 | 39.1366 | 40.6111 | 41.7676 | 42.6917 | 43.7396 | 45.3467 | 46.6635 | 47.7869 | 49.7696 | 51.7282 | 54.133 | 56.2352 | 57.3839 | 59.1133 | 60.0538 | 61.1168 | 61.9883 | 63.3464 | 65.0353 | 66.7634 | 68.0768 | 69.7761
IL | 550.1652 | 550.1652 | 550.1652 | 550.1652 | 550.1652 | 645.2546 | 731.7582 | 776.0721 | 803.763 | 835.8549 | 861.136 | 881.4079 | 904.4586 | 939.9274 | 969.1294 | 994.1431 | 1038.4413 | 1082.4675 | 1136.8489 | 1184.7379 | 1211.0775 | 1250.874 | 1272.6357 | 1297.3024 | 1317.5918 | 1349.3014 | 1388.8993 | 1429.6349 | 1460.765 | 1501.2111
IN | 149.5418 | 149.5418 | 149.5418 | 149.5418 | 149.5418 | 177.4282 | 203.449 | 217.1 | 225.7395 | 235.8335 | 243.8603 | 250.3451 | 257.7634 | 269.257 | 278.8203 | 287.0842 | 301.8304 | 316.6829 | 335.2759 | 351.923 | 361.2155 | 375.372 | 383.2104 | 392.1567 | 399.5736 | 411.2408 | 425.9591 | 441.2943 | 453.169 | 468.755
IA | 151.2927 | 151.2927 | 151.2927 | 151.2927 | 151.2927 | 178.3017 | 203.1343 | 215.9818 | 224.0522 | 233.4364 | 240.8574 | 246.8263 | 253.63 | 264.1284 | 272.809 | 280.271 | 293.5263 | 306.7713 | 323.2195 | 337.8004 | 345.8674 | 358.0957 | 364.8155 | 372.453 | 378.7546 | 388.6283 | 401.0072 | 413.8052 | 423.6355 | 436.458
KS | 27.6623 | 27.6623 | 27.6623 | 27.6623 | 27.6623 | 32.8639 | 37.7314 | 40.292 | 41.915 | 43.813 | 45.324 | 46.5458 | 47.9445 | 50.1134 | 51.9203 | 53.4833 | 56.275 | 59.0914 | 62.6229 | 65.7912 | 67.563 | 70.2652 | 71.7637 | 73.4755 | 74.8961 | 77.1326 | 79.9578 | 82.9062 | 85.1932 | 88.1989
KY | 18.6179 | 18.6179 | 18.6179 | 18.6179 | 18.6179 | 22.1586 | 25.4851 | 27.2416 | 28.3572 | 29.6636 | 30.7052 | 31.5485 | 32.5149 | 34.0151 | 35.2671 | 36.3518 | 38.2915 | 40.2529 | 42.7179 | 44.9358 | 46.1793 | 48.0786 | 49.1341 | 50.3415 | 51.3449 | 52.9265 | 54.928 | 57.0217 | 58.6497 | 60.7935
LA | 13.5583 | 13.5583 | 13.5583 | 13.5583 | 13.5583 | 16.0889 | 18.4509 | 19.6904 | 20.4749 | 21.3917 | 22.1208 | 22.7099 | 23.3838 | 24.4281 | 25.2971 | 26.0481 | 27.3883 | 28.7385 | 30.4289 | 31.9427 | 32.7879 | 34.0757 | 34.7888 | 35.6028 | 36.2777 | 37.3395 | 38.6792 | 40.0752 | 41.1564 | 42.5757
ME | 568.148 | 568.148 | 568.148 | 568.148 | 568.148 | 632.1179 | 683.9282 | 707.9057 | 722.152 | 738.1599 | 750.3333 | 759.8312 | 770.3994 | 786.2691 | 798.86 | 809.3266 | 827.3986 | 844.5826 | 864.9137 | 881.9086 | 890.8465 | 904.0284 | 910.9814 | 918.7111 | 924.9322 | 934.4841 | 946.0892 | 957.6305 | 966.1535 | 976.9455
MD | 218.67 | 218.67 | 218.67 | 218.67 | 218.67 | 251.7986 | 280.7433 | 295.0373 | 303.8019 | 313.8402 | 321.6413 | 327.8302 | 334.8076 | 345.4408 | 354.0671 | 361.3674 | 374.1632 | 386.6526 | 401.8067 | 414.8635 | 421.9092 | 432.444 | 438.1152 | 444.4887 | 449.6809 | 457.7319 | 467.6632 | 477.7254 | 485.2964 | 495.0175
MA | 1781.6441 | 1781.6441 | 1781.6441 | 1781.6441 | 1781.6441 | 1943.5541 | 2069.0914 | 2125.1879 | 2157.9892 | 2194.5014 | 2221.9764 | 2243.2425 | 2266.7589 | 2301.8304 | 2329.3702 | 2352.0777 | 2391.0224 | 2427.6245 | 2470.4554 | 2505.7952 | 2524.1812 | 2551.1454 | 2565.2504 | 2580.8631 | 2593.3682 | 2612.4944 | 2635.594 | 2658.4014 | 2675.1238 | 2696.1872
MI | 75.8735 | 75.8735 | 75.8735 | 75.8735 | 75.8735 | 90.2484 | 103.7356 | 110.8483 | 115.3627 | 120.6467 | 124.8577 | 128.2654 | 132.1691 | 138.2269 | 143.2796 | 147.6547 | 155.4754 | 163.3773 | 173.3005 | 182.2202 | 187.2169 | 194.8445 | 199.0807 | 203.924 | 207.9471 | 214.2858 | 222.3025 | 230.6819 | 237.1921 | 245.7591
MN | 80.6229 | 80.6229 | 80.6229 | 80.6229 | 80.6229 | 95.6448 | 109.6577 | 117.007 | 121.6576 | 127.0906 | 131.4106 | 134.9003 | 138.8921 | 145.0762 | 150.2211 | 154.6665 | 162.5982 | 170.5858 | 180.5833 | 189.5326 | 194.5273 | 202.1356 | 206.3476 | 211.1545 | 215.1393 | 221.407 | 229.3128 | 237.5487 | 243.9249 | 252.2929
MS | 4.0752 | 4.0752 | 4.0752 | 4.0752 | 4.0752 | 4.8582 | 5.5964 | 5.9876 | 6.2365 | 6.5283 | 6.7614 | 6.9502 | 7.1668 | 7.5035 | 7.7849 | 8.029 | 8.4661 | 8.909 | 9.4669 | 9.9701 | 10.253 | 10.6855 | 10.9265 | 11.2024 | 11.432 | 11.7943 | 12.2536 | 12.7351 | 13.1103 | 13.6054
MO | 166.5078 | 166.5078 | 166.5078 | 166.5078 | 166.5078 | 196.9567 | 225.1791 | 239.8917 | 249.1713 | 259.9895 | 268.5703 | 275.4886 | 283.3898 | 295.6086 | 305.7459 | 314.4848 | 330.046 | 345.6618 | 365.1379 | 382.4953 | 392.1442 | 406.8094 | 414.9009 | 424.118 | 431.7422 | 443.7133 | 458.7713 | 474.403 | 486.4614 | 502.2419
MT | 11.4025 | 11.4025 | 11.4025 | 11.4025 | 11.4025 | 13.4345 | 15.3016 | 16.2671 | 16.8734 | 17.5782 | 18.1355 | 18.5836 | 19.0944 | 19.8824 | 20.5338 | 21.0937 | 22.088 | 23.0812 | 24.3143 | 25.407 | 26.0113 | 26.9272 | 27.4303 | 28.0021 | 28.4738 | 29.2128 | 30.139 | 31.0964 | 31.8315 | 32.7901
NE | 8.2889 | 8.2889 | 8.2889 | 8.2889 | 8.2889 | 9.8672 | 11.3507 | 12.1343 | 12.6322 | 13.2152 | 13.6802 | 14.0567 | 14.4882 | 15.1581 | 15.7173 | 16.2018 | 17.0685 | 17.945 | 19.0469 | 20.0386 | 20.5948 | 21.4444 | 21.9168 | 22.4571 | 22.9062 | 23.6142 | 24.5104 | 25.4481 | 26.1775 | 27.1381
NV | 101.5094 | 101.5094 | 101.5094 | 101.5094 | 101.5094 | 111.9662 | 120.275 | 124.0608 | 126.2941 | 128.7928 | 130.684 | 132.1541 | 133.7853 | 136.2272 | 138.1554 | 139.7523 | 142.5011 | 145.1008 | 148.161 | 150.7037 | 152.0343 | 153.9915 | 155.0198 | 156.1607 | 157.0769 | 158.481 | 160.1822 | 161.8683 | 163.1093 | 164.6767
NH | 80.2458 | 80.2458 | 80.2458 | 80.2458 | 80.2458 | 92.9143 | 104.118 | 109.7114 | 113.16 | 117.1234 | 120.2155 | 122.6762 | 125.4571 | 129.7068 | 133.1689 | 136.1089 | 141.277 | 146.3469 | 152.5293 | 157.8885 | 160.7956 | 165.1547 | 167.5113 | 170.166 | 172.3342 | 175.7034 | 179.873 | 184.1149 | 187.3197 | 191.4475
NJ | 1444.5663 | 1444.5663 | 1444.5663 | 1444.5663 | 1444.5663 | 1602.3472 | 1729.2825 | 1787.7054 | 1822.3288 | 1861.1748 | 1890.6655 | 1913.6447 | 1939.1875 | 1977.501 | 2007.8472 | 2033.0394 | 2076.4893 | 2117.7245 | 2166.4221 | 2207.0405 | 2228.3635 | 2259.7817 | 2276.3303 | 2294.714 | 2309.4976 | 2332.1814 | 2359.7131 | 2387.0598 | 2407.2297 | 2432.7464
NM | 89.2822 | 89.2822 | 89.2822 | 89.2822 | 89.2822 | 102.2325 | 113.4082 | 118.8671 | 122.196 | 125.9958 | 128.9373 | 131.264 | 133.8809 | 137.8581 | 141.0715 | 143.7821 | 148.5198 | 153.1214 | 158.6783 | 163.4386 | 165.9946 | 169.8061 | 171.8497 | 174.1415 | 176.004 | 178.8863 | 182.4308 | 186.0087 | 188.6905 | 192.124
NY | 1638.8632 | 1638.8632 | 1638.8632 | 1638.8632 | 1638.8632 | 1872.1156 | 2072.3505 | 2169.7091 | 2228.9441 | 2296.4639 | 2348.6498 | 2389.876 | 2436.1986 | 2506.5246 | 2563.2504 | 2611.0334 | 2694.4576 | 2775.3251 | 2872.7912 | 2956.0896 | 3000.7268 | 3067.2177 | 3102.8111 | 3142.6922 | 3175.072 | 3225.1413 | 3286.6408 | 3348.6253 | 3395.0157 | 3454.3441
NC | 134.0428 | 134.0428 | 134.0428 | 134.0428 | 134.0428 | 158.4855 | 181.1192 | 192.9076 | 200.3392 | 209.0004 | 215.8678 | 221.4031 | 227.7233 | 237.4945 | 245.598 | 252.5811 | 265.0124 | 277.4807 | 293.0232 | 306.8659 | 314.5565 | 326.2417 | 332.6857 | 340.0242 | 346.0926 | 355.6183 | 367.5955 | 380.0229 | 389.6043 | 402.1382
ND | 0.89312 | 0.89312 | 0.89312 | 0.89312 | 0.89312 | 1.0652 | 1.2276 | 1.3137 | 1.3685 | 1.4328 | 1.4842 | 1.5258 | 1.5736 | 1.6478 | 1.7099 | 1.7638 | 1.8604 | 1.9582 | 2.0816 | 2.1929 | 2.2555 | 2.3513 | 2.4047 | 2.4659 | 2.5168 | 2.5972 | 2.6991 | 2.806 | 2.8894 | 2.9994
OH | 181.0251 | 181.0251 | 181.0251 | 181.0251 | 181.0251 | 214.9936 | 246.758 | 263.4563 | 274.0361 | 286.4059 | 296.2508 | 304.2095 | 313.3189 | 327.4413 | 339.203 | 349.3747 | 367.5375 | 385.8537 | 408.8107 | 429.3965 | 440.9034 | 458.4471 | 468.1724 | 479.2797 | 488.4949 | 503.0001 | 521.3166 | 540.4241 | 555.2388 | 574.7032
OK | 16.475 | 16.475 | 16.475 | 16.475 | 16.475 | 19.5858 | 22.5011 | 24.0368 | 25.0109 | 26.1506 | 27.0585 | 27.7929 | 28.6339 | 29.9386 | 31.0263 | 31.9677 | 33.6498 | 35.3482 | 37.4796 | 39.3939 | 40.4654 | 42.1004 | 43.0078 | 44.0449 | 44.9059 | 46.2622 | 47.9765 | 49.7671 | 51.1573 | 52.9856
OR | 118.7464 | 118.7464 | 118.7464 | 118.7464 | 118.7464 | 139.0416 | 157.4378 | 166.8304 | 172.6894 | 179.472 | 184.8082 | 189.0829 | 193.9395 | 201.4056 | 207.5439 | 212.7956 | 222.0869 | 231.3049 | 242.6711 | 252.6586 | 258.1414 | 266.4167 | 270.9346 | 276.0512 | 280.2556 | 286.8212 | 295.0097 | 303.4202 | 309.837 | 318.1637
PA | 300.8083 | 300.8083 | 300.8083 | 300.8083 | 300.8083 | 354.1921 | 403.1779 | 428.475 | 444.3503 | 462.7983 | 477.3767 | 489.0955 | 502.4473 | 523.0388 | 540.0512 | 554.6656 | 580.6113 | 606.5103 | 638.6403 | 667.0868 | 682.8074 | 706.6227 | 719.6975 | 734.5502 | 746.7978 | 765.9784 | 790.0075 | 814.8262 | 833.8711 | 858.694
RI | 45.821 | 45.821 | 45.821 | 45.821 | 45.821 | 52.8309 | 58.9728 | 62.0137 | 63.8806 | 66.0205 | 67.685 | 69.0064 | 70.4971 | 72.7701 | 74.616 | 76.1793 | 78.9213 | 81.6007 | 84.8555 | 87.6638 | 89.1809 | 91.4509 | 92.674 | 94.0494 | 95.1705 | 96.9097 | 99.0566 | 101.2339 | 102.8736 | 104.9805
SC | 90.1375 | 90.1375 | 90.1375 | 90.1375 | 90.1375 | 105.985 | 120.482 | 127.947 | 132.6245 | 138.0547 | 142.3411 | 145.7837 | 149.7031 | 155.7429 | 160.7265 | 165.0033 | 172.5892 | 180.1495 | 189.5141 | 197.7889 | 202.3539 | 209.2629 | 213.0505 | 217.3497 | 220.8916 | 226.4343 | 233.37 | 240.523 | 246.0037 | 253.1389
SD | 2.1053 | 2.1053 | 2.1053 | 2.1053 | 2.1053 | 2.5098 | 2.8911 | 3.0931 | 3.2217 | 3.3724 | 3.4927 | 3.5903 | 3.7021 | 3.876 | 4.0213 | 4.1474 | 4.3731 | 4.6018 | 4.8898 | 5.1497 | 5.2957 | 5.5191 | 5.6435 | 5.7859 | 5.9044 | 6.0915 | 6.3286 | 6.5771 | 6.7709 | 7.0264
TN | 40.665 | 40.665 | 40.665 | 40.665 | 40.665 | 48.4397 | 55.7575 | 59.6285 | 62.0895 | 64.9731 | 67.2739 | 69.1378 | 71.2747 | 74.5938 | 77.3662 | 79.7697 | 84.0706 | 88.4242 | 93.9016 | 98.8368 | 101.6073 | 105.8416 | 108.1976 | 110.8939 | 113.1362 | 116.6726 | 121.1521 | 125.8433 | 129.4953 | 134.3088
TX | 254.0115 | 254.0115 | 254.0115 | 254.0115 | 254.0115 | 299.852 | 342.1514 | 364.1101 | 377.9288 | 394.0155 | 406.7541 | 417.0108 | 428.7122 | 446.7856 | 461.752 | 474.6336 | 497.5406 | 520.4733 | 549.0063 | 574.3598 | 588.4163 | 609.7488 | 621.4924 | 634.8529 | 645.8888 | 663.1963 | 684.9266 | 707.4329 | 724.7528 | 747.377
UT | 89.7577 | 89.7577 | 89.7577 | 89.7577 | 89.7577 | 102.1539 | 112.709 | 117.8049 | 120.8945 | 124.4086 | 127.1181 | 129.2546 | 131.6515 | 135.2845 | 138.2075 | 140.6646 | 144.9471 | 149.086 | 154.0598 | 158.2958 | 160.559 | 163.9247 | 165.7221 | 167.7335 | 169.3642 | 171.8828 | 174.9709 | 178.0764 | 180.3955 | 183.3564
VT | 58.8145 | 58.8145 | 58.8145 | 58.8145 | 58.8145 | 67.8408 | 75.7568 | 79.6792 | 82.0884 | 84.8505 | 86.9997 | 88.7063 | 90.6317 | 93.5685 | 95.954 | 97.9749 | 101.5203 | 104.9861 | 109.1978 | 112.8332 | 114.798 | 117.7384 | 119.3233 | 121.1058 | 122.559 | 124.8138 | 127.5978 | 130.4221 | 132.5497 | 135.2841
VA | 184.3056 | 184.3056 | 184.3056 | 184.3056 | 184.3056 | 216.8992 | 246.7728 | 262.1834 | 271.8487 | 283.0764 | 291.9451 | 299.0719 | 307.1895 | 319.7049 | 330.04 | 338.9148 | 354.6654 | 370.3782 | 389.8599 | 407.0953 | 416.6141 | 431.0288 | 438.9383 | 447.9206 | 455.3248 | 466.9171 | 481.4332 | 496.418 | 507.9102 | 522.8823
WA | 54.4191 | 54.4191 | 54.4191 | 54.4191 | 54.4191 | 64.2259 | 73.2708 | 77.9641 | 80.9169 | 84.3538 | 87.075 | 89.2656 | 91.7645 | 95.6237 | 98.8189 | 101.5685 | 106.4573 | 111.3504 | 117.4369 | 122.8434 | 125.84 | 130.3871 | 132.8897 | 135.7365 | 138.0876 | 141.7743 | 146.4023 | 151.1944 | 154.8813 | 159.6964
WV | 8.656 | 8.656 | 8.656 | 8.656 | 8.656 | 10.2894 | 11.8198 | 12.6257 | 13.1369 | 13.735 | 14.2113 | 14.5966 | 15.0379 | 15.7223 | 16.2928 | 16.7866 | 17.6688 | 18.5594 | 19.677 | 20.6805 | 21.2421 | 22.0991 | 22.5746 | 23.1181 | 23.5692 | 24.2798 | 25.1779 | 26.1159 | 26.844 | 27.8015
WI | 100.2111 | 100.2111 | 100.2111 | 100.2111 | 100.2111 | 118.922 | 136.3888 | 145.5559 | 151.359 | 158.14 | 163.5333 | 167.8909 | 172.8765 | 180.6019 | 187.031 | 192.5875 | 202.5039 | 212.4943 | 225.0038 | 236.2074 | 242.4631 | 251.9947 | 257.2736 | 263.2994 | 268.2958 | 276.1564 | 286.0747 | 296.4111 | 304.4171 | 314.9274
WY | 2.26 | 2.26 | 2.26 | 2.26 | 2.26 | 2.6781 | 3.0671 | 3.2706 | 3.3992 | 3.5494 | 3.6686 | 3.7649 | 3.875 | 4.0454 | 4.187 | 4.3092 | 4.5271 | 4.7463 | 5.0202 | 5.265 | 5.4014 | 5.609 | 5.7238 | 5.8547 | 5.9631 | 6.1335 | 6.3482 | 6.5715 | 6.7442 | 6.9706
SECTION 7 - The state named in About!B1
Everything above covers all 48 states at once. This section pulls out the one state the workbook is currently set to and splits its residential total into urban and rural. The three BDESC output tabs are the last two rows of this section, nothing more.
Calculation | Value
Active state (name, typed on About!B1) | New Jersey
Active state (2-letter abbreviation, derived on About) | NJ
Row of that state in section 3 (MATCH on column A) | 28
Percent of population urban (Census 2020) | 93.7537
Urban fraction = percent urban x pct_to_fraction | 0.93754
START LEVEL residential MW (section 3 col K) | 1307.2197
START LEVEL commercial MW (section 3 col Q) | 1444.5663
Start-year urban-residential MW = residential x urban fraction | 1225.5674
Start-year rural-residential MW = residential x (1 - urban fraction) | 81.6524
Start-year commercial MW | 1444.5663
Technical potential MW-AC (section 3 col S) | 20741.7
Year | 2021 | 2022 | 2023 | 2024 | 2025 | 2026 | 2027 | 2028 | 2029 | 2030 | 2031 | 2032 | 2033 | 2034 | 2035 | 2036 | 2037 | 2038 | 2039 | 2040 | 2041 | 2042 | 2043 | 2044 | 2045 | 2046 | 2047 | 2048 | 2049 | 2050
Allocated RESIDENTIAL total MW (urban + rural) | 1307.2197 | 1307.2197 | 1307.2197 | 1307.2197 | 1307.2197 | 1377.064 | 1450.363 | 1523.5429 | 1590.948 | 1659.0426 | 1729.0831 | 1796.6735 | 1864.1847 | 1932.3597 | 2001.0619 | 2069.1079 | 2137.2451 | 2203.8548 | 2268.5728 | 2330.4393 | 2389.5002 | 2445.287 | 2497.4974 | 2546.8121 | 2592.6803 | 2635.5645 | 2675.4644 | 2712.721 | 2746.7788 | 2778.2421
Allocated COMMERCIAL MW | 1444.5663 | 1444.5663 | 1444.5663 | 1444.5663 | 1444.5663 | 1602.3472 | 1729.2825 | 1787.7054 | 1822.3288 | 1861.1748 | 1890.6655 | 1913.6447 | 1939.1875 | 1977.501 | 2007.8472 | 2033.0394 | 2076.4893 | 2117.7245 | 2166.4221 | 2207.0405 | 2228.3635 | 2259.7817 | 2276.3303 | 2294.714 | 2309.4976 | 2332.1814 | 2359.7131 | 2387.0598 | 2407.2297 | 2432.7464
SECTION 8 - Checks (year block)
The first two rows are the load-bearing identity: the 48 states must add back up to the national envelope in every year, which is what makes the reallocation a redistribution rather than a level change. The last row guards against a state being allocated more rooftop than it has roof.
Year | 2021 | 2022 | 2023 | 2024 | 2025 | 2026 | 2027 | 2028 | 2029 | 2030 | 2031 | 2032 | 2033 | 2034 | 2035 | 2036 | 2037 | 2038 | 2039 | 2040 | 2041 | 2042 | 2043 | 2044 | 2045 | 2046 | 2047 | 2048 | 2049 | 2050
CHECK - sum of 48 residential minus the national total (must be 0) | 0 | 0 | 0 | 0 | 0 | 0 | 0 | 0 | 0 | 0 | 0 | 0 | 0 | 0 | 0 | 0 | 0 | 0 | 0 | 0 | 0 | 0 | 0 | 0 | 0 | 0 | 0 | 0 | 0 | 0
CHECK - sum of 48 commercial minus the national total (must be 0) | 0 | 0 | 0 | 0 | 0 | 0 | 0 | 0 | 0 | 0 | 0 | 0 | 0 | 0 | 0 | 0 | 0 | 0 | 0 | 0 | 0 | 0 | 0 | 0 | 0 | 0 | 0 | 0 | 0 | 0
CHECK - active state allocated total / technical potential (must be < 1) | 0.13267 | 0.13267 | 0.13267 | 0.13267 | 0.13267 | 0.14364 | 0.1533 | 0.15964 | 0.16456 | 0.16972 | 0.17452 | 0.17888 | 0.18337 | 0.1885 | 0.19328 | 0.19777 | 0.20315 | 0.20835 | 0.21382 | 0.21876 | 0.22264 | 0.22684 | 0.23016 | 0.23342 | 0.23634 | 0.23951 | 0.24276 | 0.24587 | 0.24849 | 0.25123
SECTION 9 - Behind-the-meter data-center gas (added 2026-09-09)
How much on-site gas serves the new data-center load in each state, and what capacity the model must be given so that it generates exactly that load? Gas MW = share x load growth since the base year (capped at the horizon year) / hours / the state's day-weighted NGCC capacity factor. The model runs BDESC non-solar capacity at SYSHECF x capacity every hour with no demand check, so the answer is a capacity sized to load served, not plant nameplate. Section 9c is the answer read by BDESC-commercial; 9a and 9b are the working.
Calculation | Value
Share of new data-center load served behind the meter (Keys btm_share_of_new_dc_load) | 25%
Base year - growth is measured from here (Keys btm_base_year) | 2025
Horizon year - capacity held flat after it (Keys btm_horizon_year) | 2035
Hours per year (Keys hours_per_year) | 8760
Hours per day (Keys hours_per_day) | 24
Check tolerance (Keys btm_check_tolerance) | 1e-09
Column of the base year inside BDCL_mid_states row 1 | 2
SECTION 9a - NGCC capacity factor the model will apply to this capacity
One number per state: the day-weighted mean of the 144 hourly SYSHECF factors on SYSHECF_NGCC_states (each timeslice weighted by its days per year). Dividing load served by this gives the capacity whose modelled output equals the load.
State | Day-weighted annual capacity factor SUMPRODUCT(hourly CF x days) / (days x hours per day)
AL | 0.6069
AZ | 0.54
AR | 0.5638
CA | 0.3782
CO | 0.5045
CT | 0.7086
DE | 0.2181
FL | 0.59029
GA | 0.70976
ID | 0.7402
IL | 0.5414
IN | 0.8561
IA | 0.5195
KS | 0.5916
KY | 0.7175
LA | 0.6201
ME | 0.5292
MD | 0.5282
MA | 0.3963
MI | 0.6435
MN | 0.46824
MS | 0.7187
MO | 0.3815
MT | 0.5951
NE | 0.14545
NV | 0.4498
NH | 0.4442
NJ | 0.3789
NM | 0.51078
NY | 0.5292
NC | 0.7517
ND | 0.5951
OH | 0.7926
OK | 0.5253
OR | 0.7533
PA | 0.7694
RI | 0.5521
SC | 0.64503
SD | 0.4449
TN | 0.6484
TX | 0.58703
UT | 0.5154
VT | 0.5951
VA | 0.7127
WA | 0.6774
WV | 0.5951
WI | 0.6821
WY | 0.5704
SECTION 9b - Behind-the-meter data-center gas capacity by state, MW
Year block, all 48 states. Each cell: share x MAX(0, BDCL_mid(MIN(year, horizon)) - BDCL_mid(base)) / hours per year / the state's capacity factor from 9a. Zero before the base year; the horizon value repeats afterwards. The last row is the 48-state sum, for reference only - the national eps-us file uses national load and the US capacity factor.
State \ year | 2021 | 2022 | 2023 | 2024 | 2025 | 2026 | 2027 | 2028 | 2029 | 2030 | 2031 | 2032 | 2033 | 2034 | 2035 | 2036 | 2037 | 2038 | 2039 | 2040 | 2041 | 2042 | 2043 | 2044 | 2045 | 2046 | 2047 | 2048 | 2049 | 2050
AL | 0 | 0 | 0 | 0 | 0 | 20.3477 | 44.0628 | 71.2031 | 101.4809 | 134.0196 | 142.2788 | 150.3242 | 158.0516 | 165.3417 | 172.0605 | 172.0605 | 172.0605 | 172.0605 | 172.0605 | 172.0605 | 172.0605 | 172.0605 | 172.0605 | 172.0605 | 172.0605 | 172.0605 | 172.0605 | 172.0605 | 172.0605 | 172.0605
AZ | 0 | 0 | 0 | 0 | 0 | 111.999 | 240.7883 | 386.0879 | 545.6938 | 714.2049 | 756.0619 | 796.4707 | 834.8713 | 870.6293 | 903.0315 | 903.0315 | 903.0315 | 903.0315 | 903.0315 | 903.0315 | 903.0315 | 903.0315 | 903.0315 | 903.0315 | 903.0315 | 903.0315 | 903.0315 | 903.0315 | 903.0315 | 903.0315
AR | 0 | 0 | 0 | 0 | 0 | 0.18194 | 0.3525 | 0.50341 | 0.62359 | 0.69827 | 0.70129 | 0.69703 | 0.68469 | 0.66339 | 0.63223 | 0.63223 | 0.63223 | 0.63223 | 0.63223 | 0.63223 | 0.63223 | 0.63223 | 0.63223 | 0.63223 | 0.63223 | 0.63223 | 0.63223 | 0.63223 | 0.63223 | 0.63223
CA | 0 | 0 | 0 | 0 | 0 | 87.0841 | 180.903 | 279.5362 | 379.573 | 475.4369 | 496.3241 | 515.2644 | 531.8731 | 545.7124 | 556.322 | 556.322 | 556.322 | 556.322 | 556.322 | 556.322 | 556.322 | 556.322 | 556.322 | 556.322 | 556.322 | 556.322 | 556.322 | 556.322 | 556.322 | 556.322
CO | 0 | 0 | 0 | 0 | 0 | 11.9235 | 25.0333 | 39.1307 | 53.8063 | 68.3415 | 71.6621 | 74.7479 | 77.5447 | 79.9901 | 82.017 | 82.017 | 82.017 | 82.017 | 82.017 | 82.017 | 82.017 | 82.017 | 82.017 | 82.017 | 82.017 | 82.017 | 82.017 | 82.017 | 82.017 | 82.017
CT | 0 | 0 | 0 | 0 | 0 | 4.288 | 10.6594 | 20.0102 | 33.5129 | 52.5871 | 59.1136 | 66.1839 | 73.8031 | 81.9652 | 90.6485 | 90.6485 | 90.6485 | 90.6485 | 90.6485 | 90.6485 | 90.6485 | 90.6485 | 90.6485 | 90.6485 | 90.6485 | 90.6485 | 90.6485 | 90.6485 | 90.6485 | 90.6485
DE | 0 | 0 | 0 | 0 | 0 | 0.59861 | 1.1597 | 1.6563 | 2.0516 | 2.2974 | 2.3073 | 2.2933 | 2.2527 | 2.1826 | 2.0801 | 2.0801 | 2.0801 | 2.0801 | 2.0801 | 2.0801 | 2.0801 | 2.0801 | 2.0801 | 2.0801 | 2.0801 | 2.0801 | 2.0801 | 2.0801 | 2.0801 | 2.0801
FL | 0 | 0 | 0 | 0 | 0 | 14.1503 | 31.4055 | 52.1064 | 76.3937 | 103.9947 | 111.4746 | 118.9471 | 126.3361 | 133.5505 | 140.483 | 140.483 | 140.483 | 140.483 | 140.483 | 140.483 | 140.483 | 140.483 | 140.483 | 140.483 | 140.483 | 140.483 | 140.483 | 140.483 | 140.483 | 140.483
GA | 0 | 0 | 0 | 0 | 0 | 119.7984 | 268.1089 | 448.8438 | 664.4198 | 913.8275 | 982.7898 | 1052.2024 | 1121.4019 | 1189.6002 | 1255.8564 | 1255.8564 | 1255.8564 | 1255.8564 | 1255.8564 | 1255.8564 | 1255.8564 | 1255.8564 | 1255.8564 | 1255.8564 | 1255.8564 | 1255.8564 | 1255.8564 | 1255.8564 | 1255.8564 | 1255.8564
ID | 0 | 0 | 0 | 0 | 0 | 10.2929 | 24.8128 | 45.0309 | 72.7045 | 109.704 | 121.6589 | 134.3595 | 147.7733 | 161.8438 | 176.486 | 176.486 | 176.486 | 176.486 | 176.486 | 176.486 | 176.486 | 176.486 | 176.486 | 176.486 | 176.486 | 176.486 | 176.486 | 176.486 | 176.486 | 176.486
IL | 0 | 0 | 0 | 0 | 0 | 96.5275 | 207.6359 | 333.1087 | 471.0955 | 616.9629 | 653.2505 | 688.3099 | 721.6508 | 752.7304 | 780.9266 | 780.9266 | 780.9266 | 780.9266 | 780.9266 | 780.9266 | 780.9266 | 780.9266 | 780.9266 | 780.9266 | 780.9266 | 780.9266 | 780.9266 | 780.9266 | 780.9266 | 780.9266
IN | 0 | 0 | 0 | 0 | 0 | 56.6127 | 152.4997 | 313.0714 | 578.0552 | 1006.8682 | 1175.5412 | 1367.3926 | 1584.706 | 1829.6715 | 2104.306 | 2104.306 | 2104.306 | 2104.306 | 2104.306 | 2104.306 | 2104.306 | 2104.306 | 2104.306 | 2104.306 | 2104.306 | 2104.306 | 2104.306 | 2104.306 | 2104.306 | 2104.306
IA | 0 | 0 | 0 | 0 | 0 | 54.4644 | 110.613 | 166.7458 | 220.2856 | 267.409 | 276.3194 | 283.7247 | 289.3885 | 293.0527 | 294.448 | 294.448 | 294.448 | 294.448 | 294.448 | 294.448 | 294.448 | 294.448 | 294.448 | 294.448 | 294.448 | 294.448 | 294.448 | 294.448 | 294.448 | 294.448
KS | 0 | 0 | 0 | 0 | 0 | 0.73846 | 1.4384 | 2.0675 | 2.5817 | 2.9222 | 2.9466 | 2.9427 | 2.9071 | 2.8364 | 2.727 | 2.727 | 2.727 | 2.727 | 2.727 | 2.727 | 2.727 | 2.727 | 2.727 | 2.727 | 2.727 | 2.727 | 2.727 | 2.727 | 2.727 | 2.727
KY | 0 | 0 | 0 | 0 | 0 | 11.042 | 22.8589 | 35.1916 | 47.5912 | 59.3393 | 61.855 | 64.1155 | 66.0712 | 67.6678 | 68.8468 | 68.8468 | 68.8468 | 68.8468 | 68.8468 | 68.8468 | 68.8468 | 68.8468 | 68.8468 | 68.8468 | 68.8468 | 68.8468 | 68.8468 | 68.8468 | 68.8468 | 68.8468
LA | 0 | 0 | 0 | 0 | 0 | 6.3718 | 21.3741 | 56.3385 | 136.7796 | 318.7446 | 419.1657 | 549.6121 | 718.5117 | 936.4164 | 1216.3922 | 1216.3922 | 1216.3922 | 1216.3922 | 1216.3922 | 1216.3922 | 1216.3922 | 1216.3922 | 1216.3922 | 1216.3922 | 1216.3922 | 1216.3922 | 1216.3922 | 1216.3922 | 1216.3922 | 1216.3922
ME | 0 | 0 | 0 | 0 | 0 | 0.27002 | 0.60388 | 1.0102 | 1.4942 | 2.0533 | 2.2077 | 2.3629 | 2.5176 | 2.6699 | 2.8178 | 2.8178 | 2.8178 | 2.8178 | 2.8178 | 2.8178 | 2.8178 | 2.8178 | 2.8178 | 2.8178 | 2.8178 | 2.8178 | 2.8178 | 2.8178 | 2.8178 | 2.8178
MD | 0 | 0 | 0 | 0 | 0 | 23.7716 | 66.3862 | 141.9412 | 274.0069 | 500.5355 | 595.0707 | 704.9468 | 832.1503 | 978.7562 | 1146.8661 | 1146.8661 | 1146.8661 | 1146.8661 | 1146.8661 | 1146.8661 | 1146.8661 | 1146.8661 | 1146.8661 | 1146.8661 | 1146.8661 | 1146.8661 | 1146.8661 | 1146.8661 | 1146.8661 | 1146.8661
MA | 0 | 0 | 0 | 0 | 0 | 4.0239 | 7.7958 | 11.1332 | 13.7912 | 15.4432 | 15.5095 | 15.4159 | 15.1422 | 14.6712 | 13.9821 | 13.9821 | 13.9821 | 13.9821 | 13.9821 | 13.9821 | 13.9821 | 13.9821 | 13.9821 | 13.9821 | 13.9821 | 13.9821 | 13.9821 | 13.9821 | 13.9821 | 13.9821
MI | 0 | 0 | 0 | 0 | 0 | 4.2665 | 9.0574 | 14.3278 | 19.9574 | 25.7103 | 27.0807 | 28.3802 | 29.5882 | 30.6814 | 31.6341 | 31.6341 | 31.6341 | 31.6341 | 31.6341 | 31.6341 | 31.6341 | 31.6341 | 31.6341 | 31.6341 | 31.6341 | 31.6341 | 31.6341 | 31.6341 | 31.6341 | 31.6341
MN | 0 | 0 | 0 | 0 | 0 | 18.1023 | 43.214 | 77.5919 | 123.835 | 184.5626 | 203.8178 | 224.1433 | 245.4677 | 267.6789 | 290.6216 | 290.6216 | 290.6216 | 290.6216 | 290.6216 | 290.6216 | 290.6216 | 290.6216 | 290.6216 | 290.6216 | 290.6216 | 290.6216 | 290.6216 | 290.6216 | 290.6216 | 290.6216
MS | 0 | 0 | 0 | 0 | 0 | 13.6986 | 38.8223 | 84.3979 | 165.9203 | 309.0504 | 370.2117 | 441.9252 | 525.6872 | 623.0972 | 735.819 | 735.819 | 735.819 | 735.819 | 735.819 | 735.819 | 735.819 | 735.819 | 735.819 | 735.819 | 735.819 | 735.819 | 735.819 | 735.819 | 735.819 | 735.819
MO | 0 | 0 | 0 | 0 | 0 | 23.247 | 50.9689 | 83.4672 | 120.6702 | 161.8237 | 172.6348 | 183.3097 | 193.7258 | 203.7394 | 213.1861 | 213.1861 | 213.1861 | 213.1861 | 213.1861 | 213.1861 | 213.1861 | 213.1861 | 213.1861 | 213.1861 | 213.1861 | 213.1861 | 213.1861 | 213.1861 | 213.1861 | 213.1861
MT | 0 | 0 | 0 | 0 | 0 | 1.6611 | 3.2181 | 4.5959 | 5.693 | 6.3749 | 6.4024 | 6.3636 | 6.2509 | 6.0564 | 5.7719 | 5.7719 | 5.7719 | 5.7719 | 5.7719 | 5.7719 | 5.7719 | 5.7719 | 5.7719 | 5.7719 | 5.7719 | 5.7719 | 5.7719 | 5.7719 | 5.7719 | 5.7719
NE | 0 | 0 | 0 | 0 | 0 | 125.9049 | 257.2054 | 390.262 | 519.3316 | 635.7755 | 658.7923 | 678.5031 | 694.3604 | 705.7638 | 712.0718 | 712.0718 | 712.0718 | 712.0718 | 712.0718 | 712.0718 | 712.0718 | 712.0718 | 712.0718 | 712.0718 | 712.0718 | 712.0718 | 712.0718 | 712.0718 | 712.0718 | 712.0718
NV | 0 | 0 | 0 | 0 | 0 | 89.4265 | 199.438 | 332.6326 | 490.4082 | 671.6024 | 721.2884 | 771.1393 | 820.6793 | 869.312 | 916.3586 | 916.3586 | 916.3586 | 916.3586 | 916.3586 | 916.3586 | 916.3586 | 916.3586 | 916.3586 | 916.3586 | 916.3586 | 916.3586 | 916.3586 | 916.3586 | 916.3586 | 916.3586
NH | 0 | 0 | 0 | 0 | 0 | 0.083972 | 0.16269 | 0.23235 | 0.28781 | 0.32229 | 0.32367 | 0.32171 | 0.31601 | 0.30618 | 0.2918 | 0.2918 | 0.2918 | 0.2918 | 0.2918 | 0.2918 | 0.2918 | 0.2918 | 0.2918 | 0.2918 | 0.2918 | 0.2918 | 0.2918 | 0.2918 | 0.2918 | 0.2918
NJ | 0 | 0 | 0 | 0 | 0 | 38.3124 | 80.869 | 127.1382 | 175.9163 | 224.9783 | 236.4247 | 247.1722 | 257.0399 | 265.826 | 273.3068 | 273.3068 | 273.3068 | 273.3068 | 273.3068 | 273.3068 | 273.3068 | 273.3068 | 273.3068 | 273.3068 | 273.3068 | 273.3068 | 273.3068 | 273.3068 | 273.3068 | 273.3068
NM | 0 | 0 | 0 | 0 | 0 | 19.8837 | 41.8727 | 65.6654 | 90.6118 | 115.5381 | 121.3014 | 126.6898 | 131.6101 | 135.9581 | 139.6195 | 139.6195 | 139.6195 | 139.6195 | 139.6195 | 139.6195 | 139.6195 | 139.6195 | 139.6195 | 139.6195 | 139.6195 | 139.6195 | 139.6195 | 139.6195 | 139.6195 | 139.6195
NY | 0 | 0 | 0 | 0 | 0 | 37.7465 | 77.2716 | 77.2716 | 156.7834 | 192.5043 | 199.6671 | 205.8569 | 210.9089 | 214.6435 | 216.8659 | 216.8659 | 216.8659 | 216.8659 | 216.8659 | 216.8659 | 216.8659 | 216.8659 | 216.8659 | 216.8659 | 216.8659 | 216.8659 | 216.8659 | 216.8659 | 216.8659 | 216.8659
NC | 0 | 0 | 0 | 0 | 0 | 39.386 | 86.3761 | 141.4868 | 204.6085 | 274.4719 | 292.8359 | 310.9759 | 328.6793 | 345.7069 | 361.774 | 361.774 | 361.774 | 361.774 | 361.774 | 361.774 | 361.774 | 361.774 | 361.774 | 361.774 | 361.774 | 361.774 | 361.774 | 361.774 | 361.774 | 361.774
ND | 0 | 0 | 0 | 0 | 0 | 15.9906 | 32.1825 | 48.0307 | 62.7293 | 75.127 | 77.2802 | 78.9567 | 80.0876 | 80.5983 | 80.4108 | 80.4108 | 80.4108 | 80.4108 | 80.4108 | 80.4108 | 80.4108 | 80.4108 | 80.4108 | 80.4108 | 80.4108 | 80.4108 | 80.4108 | 80.4108 | 80.4108 | 80.4108
OH | 0 | 0 | 0 | 0 | 0 | 102.2767 | 223.626 | 365.1175 | 526.1713 | 703.2012 | 749.3653 | 794.8128 | 839.0109 | 881.3366 | 921.0806 | 921.0806 | 921.0806 | 921.0806 | 921.0806 | 921.0806 | 921.0806 | 921.0806 | 921.0806 | 921.0806 | 921.0806 | 921.0806 | 921.0806 | 921.0806 | 921.0806 | 921.0806
OK | 0 | 0 | 0 | 0 | 0 | 25.9799 | 53.1627 | 80.8149 | 107.7657 | 132.244 | 137.139 | 141.3619 | 144.7998 | 147.3278 | 148.8136 | 148.8136 | 148.8136 | 148.8136 | 148.8136 | 148.8136 | 148.8136 | 148.8136 | 148.8136 | 148.8136 | 148.8136 | 148.8136 | 148.8136 | 148.8136 | 148.8136 | 148.8136
OR | 0 | 0 | 0 | 0 | 0 | 58.881 | 118.5082 | 176.874 | 231.0079 | 276.6784 | 284.6115 | 290.7905 | 294.9617 | 296.8484 | 296.1664 | 296.1664 | 296.1664 | 296.1664 | 296.1664 | 296.1664 | 296.1664 | 296.1664 | 296.1664 | 296.1664 | 296.1664 | 296.1664 | 296.1664 | 296.1664 | 296.1664 | 296.1664
PA | 0 | 0 | 0 | 0 | 0 | 54.5787 | 127.0879 | 222.0801 | 344.2213 | 497.2604 | 543.4292 | 591.3413 | 640.7149 | 691.1715 | 742.2365 | 742.2365 | 742.2365 | 742.2365 | 742.2365 | 742.2365 | 742.2365 | 742.2365 | 742.2365 | 742.2365 | 742.2365 | 742.2365 | 742.2365 | 742.2365 | 742.2365 | 742.2365
RI | 0 | 0 | 0 | 0 | 0 | 0.050673 | 0.098172 | 0.1402 | 0.17367 | 0.19447 | 0.19531 | 0.19413 | 0.19069 | 0.18476 | 0.17608 | 0.17608 | 0.17608 | 0.17608 | 0.17608 | 0.17608 | 0.17608 | 0.17608 | 0.17608 | 0.17608 | 0.17608 | 0.17608 | 0.17608 | 0.17608 | 0.17608 | 0.17608
SC | 0 | 0 | 0 | 0 | 0 | 39.6983 | 88.5398 | 147.6792 | 217.7438 | 298.2139 | 320.283 | 342.4318 | 364.439 | 386.0436 | 406.9446 | 406.9446 | 406.9446 | 406.9446 | 406.9446 | 406.9446 | 406.9446 | 406.9446 | 406.9446 | 406.9446 | 406.9446 | 406.9446 | 406.9446 | 406.9446 | 406.9446 | 406.9446
SD | 0 | 0 | 0 | 0 | 0 | 0.68836 | 1.3439 | 1.937 | 2.4271 | 2.7598 | 2.7875 | 2.7893 | 2.762 | 2.7024 | 2.6072 | 2.6072 | 2.6072 | 2.6072 | 2.6072 | 2.6072 | 2.6072 | 2.6072 | 2.6072 | 2.6072 | 2.6072 | 2.6072 | 2.6072 | 2.6072 | 2.6072 | 2.6072
TN | 0 | 0 | 0 | 0 | 0 | 28.034 | 58.6758 | 91.4113 | 125.238 | 158.4318 | 165.9173 | 172.8297 | 179.0406 | 184.4063 | 188.7703 | 188.7703 | 188.7703 | 188.7703 | 188.7703 | 188.7703 | 188.7703 | 188.7703 | 188.7703 | 188.7703 | 188.7703 | 188.7703 | 188.7703 | 188.7703 | 188.7703 | 188.7703
TX | 0 | 0 | 0 | 0 | 0 | 370.7019 | 790.5448 | 1256.6263 | 1759.5783 | 2279.7452 | 2405.6314 | 2525.8053 | 2638.468 | 2741.5874 | 2832.8883 | 2832.8883 | 2832.8883 | 2832.8883 | 2832.8883 | 2832.8883 | 2832.8883 | 2832.8883 | 2832.8883 | 2832.8883 | 2832.8883 | 2832.8883 | 2832.8883 | 2832.8883 | 2832.8883 | 2832.8883
UT | 0 | 0 | 0 | 0 | 0 | 25.3887 | 53.5532 | 84.1302 | 116.3131 | 148.6194 | 156.1373 | 163.1867 | 169.6481 | 175.3891 | 180.2619 | 180.2619 | 180.2619 | 180.2619 | 180.2619 | 180.2619 | 180.2619 | 180.2619 | 180.2619 | 180.2619 | 180.2619 | 180.2619 | 180.2619 | 180.2619 | 180.2619 | 180.2619
VT | 0 | 0 | 0 | 0 | 0 | 0.03134 | 0.060718 | 0.086716 | 0.10742 | 0.12028 | 0.1208 | 0.12007 | 0.11794 | 0.11427 | 0.1089 | 0.1089 | 0.1089 | 0.1089 | 0.1089 | 0.1089 | 0.1089 | 0.1089 | 0.1089 | 0.1089 | 0.1089 | 0.1089 | 0.1089 | 0.1089 | 0.1089 | 0.1089
VA | 0 | 0 | 0 | 0 | 0 | 489.2683 | 1111.9766 | 1892.7476 | 2852.1274 | 3997.9645 | 4326.1989 | 4660.7601 | 4998.8852 | 5337.3306 | 5671.9319 | 5671.9319 | 5671.9319 | 5671.9319 | 5671.9319 | 5671.9319 | 5671.9319 | 5671.9319 | 5671.9319 | 5671.9319 | 5671.9319 | 5671.9319 | 5671.9319 | 5671.9319 | 5671.9319 | 5671.9319
WA | 0 | 0 | 0 | 0 | 0 | 21.1829 | 42.0044 | 61.6449 | 78.9473 | 92.3159 | 94.1831 | 95.3404 | 95.6952 | 95.15 | 93.6017 | 93.6017 | 93.6017 | 93.6017 | 93.6017 | 93.6017 | 93.6017 | 93.6017 | 93.6017 | 93.6017 | 93.6017 | 93.6017 | 93.6017 | 93.6017 | 93.6017 | 93.6017
WV | 0 | 0 | 0 | 0 | 0 | 0 | 0 | 0 | 0 | 0 | 0 | 0 | 0 | 0 | 0 | 0 | 0 | 0 | 0 | 0 | 0 | 0 | 0 | 0 | 0 | 0 | 0 | 0 | 0 | 0
WI | 0 | 0 | 0 | 0 | 0 | 8.7774 | 20.6575 | 36.5197 | 57.3169 | 83.9111 | 92.1099 | 100.6816 | 109.5847 | 118.7605 | 128.1301 | 128.1301 | 128.1301 | 128.1301 | 128.1301 | 128.1301 | 128.1301 | 128.1301 | 128.1301 | 128.1301 | 128.1301 | 128.1301 | 128.1301 | 128.1301 | 128.1301 | 128.1301
WY | 0 | 0 | 0 | 0 | 0 | 21.5077 | 46.7028 | 75.6914 | 108.2198 | 143.4065 | 152.409 | 161.2053 | 169.6864 | 177.7237 | 185.1731 | 185.1731 | 185.1731 | 185.1731 | 185.1731 | 185.1731 | 185.1731 | 185.1731 | 185.1731 | 185.1731 | 185.1731 | 185.1731 | 185.1731 | 185.1731 | 185.1731 | 185.1731
Sum of the 48 states, MW (reference only) | 0 | 0 | 0 | 0 | 0 | 2309.2424 | 5075.6934 | 8345.3183 | 12340.0531 | 17058.2984 | 18464.8182 | 19937.7022 | 21480.0441 | 23095.397 | 24787.5527 | 24787.5527 | 24787.5527 | 24787.5527 | 24787.5527 | 24787.5527 | 24787.5527 | 24787.5527 | 24787.5527 | 24787.5527 | 24787.5527 | 24787.5527 | 24787.5527 | 24787.5527 | 24787.5527 | 24787.5527
SECTION 9c - The state named on About!B1
Reads that state's row out of 9b. The first year-row is THE ANSWER: BDESC-commercial's "natural gas combined cycle" row points here. The check row re-derives the share from the capacity, the capacity factor and the load growth; 1 = problem.
Year | 2021 | 2022 | 2023 | 2024 | 2025 | 2026 | 2027 | 2028 | 2029 | 2030 | 2031 | 2032 | 2033 | 2034 | 2035 | 2036 | 2037 | 2038 | 2039 | 2040 | 2041 | 2042 | 2043 | 2044 | 2045 | 2046 | 2047 | 2048 | 2049 | 2050
ACTIVE-STATE BTM data-center gas capacity, MW - read by BDESC-commercial | 0 | 0 | 0 | 0 | 0 | 38.3124 | 80.869 | 127.1382 | 175.9163 | 224.9783 | 236.4247 | 247.1722 | 257.0399 | 265.826 | 273.3068 | 273.3068 | 273.3068 | 273.3068 | 273.3068 | 273.3068 | 273.3068 | 273.3068 | 273.3068 | 273.3068 | 273.3068 | 273.3068 | 273.3068 | 273.3068 | 273.3068 | 273.3068
Capacity factor applied to the active state (from 9a) | 0.3789
Modelled generation of that capacity / data-center load growth since the base year (should equal the share) | [5 empty] | 0.25 | 0.25 | 0.25 | 0.25 | 0.25 | 0.25 | 0.25 | 0.25 | 0.25 | 0.25 | 0.25 | 0.25 | 0.25 | 0.25 | 0.25 | 0.25 | 0.25 | 0.25 | 0.25 | 0.25 | 0.25 | 0.25 | 0.25 | 0.25 | 0.25
CHECK: does that ratio equal the share? / 1 = problem (blank where load growth is zero) | [5 empty] | 0 | 0 | 0 | 0 | 0 | 0 | 0 | 0 | 0 | 0 | 0 | 0 | 0 | 0 | 0 | 0 | 0 | 0 | 0 | 0 | 0 | 0 | 0 | 0 | 0

## State Policies
Policy | State | Updated policy notes | Percent distributed renewables | State Abbreviation | Policy Status | Description | category | latest policy link | latest policy name | eps file name short | eps file name long | eps file notes | new state policy | policy type previously modeled | new cxc policy type | downscaled policy | update action
Distributed Generation Carve-out | Arizona | 4.5% (30% of the 30% renewable mandate) of total retail sales must be distribued renewable resources by 2025. Source: DSIRE | 4.5% 2025 | AZ | enacted | The State Policy Opportunity Tracker (SPOT) breaks clean energy policies down into “components”, which are binary questions to evaluate policy quality. Higher quality policies have more of their SPOT components fulfilled. | Electricity | https://www.spotforcleanenergy.org/state/Arizona/Generation_Carve-outs | SPOT – Generation Carve-outs in Arizona | BDESC | BAU Distribued Electricity Source Capacities | Sets distributed solar/DG capacity; closest current bldgs-sector levers | Y | N | Y | N | possible action, new policy type
Distributed Generation Carve-out | Colorado | 2020 target, modeling not needed. Source: DSIRE |  | CO | enacted | The State Policy Opportunity Tracker (SPOT) breaks clean energy policies down into “components”, which are binary questions to evaluate policy quality. Higher quality policies have more of their SPOT components fulfilled. | Electricity | https://www.spotforcleanenergy.org/state/Colorado/Generation_Carve-outs | SPOT – Generation Carve-outs in Colorado | BDESC | BAU Distribued Electricity Source Capacities | Sets distributed solar/DG capacity; closest current bldgs-sector levers | Y | N | Y | N | possible action, new policy type
Distributed Generation Carve-out | Connecticut | policy does not have a specific carve-out for distributed renewables. Source: DSIRE |  | CT | enacted | The State Policy Opportunity Tracker (SPOT) breaks clean energy policies down into “components”, which are binary questions to evaluate policy quality. Higher quality policies have more of their SPOT components fulfilled. | Electricity | https://www.spotforcleanenergy.org/state/Connecticut/Generation_Carve-outs | SPOT – Generation Carve-outs in Connecticut | BDESC | BAU Distribued Electricity Source Capacities | Sets distributed solar/DG capacity; closest current bldgs-sector levers | Y | N | Y | N | possible action, new policy type
Distributed Generation Carve-out | Maryland | policy does not have a specific carve-out for distributed renewables. Source: DSIRE |  | MD | enacted | The State Policy Opportunity Tracker (SPOT) breaks clean energy policies down into “components”, which are binary questions to evaluate policy quality. Higher quality policies have more of their SPOT components fulfilled. | Electricity | https://www.spotforcleanenergy.org/state/Maryland/Generation_Carve-outs | SPOT – Generation Carve-outs in Maryland | BDESC | BAU Distribued Electricity Source Capacities | Sets distributed solar/DG capacity; closest current bldgs-sector levers | Y | N | Y | N | possible action, new policy type
Distributed Generation Carve-out | New Hampshire | policy does not have a specific carve-out for distributed renewables. Source: DSIRE |  | NH | enacted | The State Policy Opportunity Tracker (SPOT) breaks clean energy policies down into “components”, which are binary questions to evaluate policy quality. Higher quality policies have more of their SPOT components fulfilled. | Electricity | https://www.spotforcleanenergy.org/state/New_Hampshire/Generation_Carve-outs | SPOT – Generation Carve-outs in New Hampshire | BDESC | BAU Distribued Electricity Source Capacities | Sets distributed solar/DG capacity; closest current bldgs-sector levers | Y | N | Y | N | possible action, new policy type
Distributed Generation Carve-out | New Jersey | policy does not have a specific carve-out for distributed renewables. Source: DSIRE |  | NJ | enacted | The State Policy Opportunity Tracker (SPOT) breaks clean energy policies down into “components”, which are binary questions to evaluate policy quality. Higher quality policies have more of their SPOT components fulfilled. | Electricity | https://www.spotforcleanenergy.org/state/New_Jersey/Generation_Carve-outs | SPOT – Generation Carve-outs in New Jersey | BDESC | BAU Distribued Electricity Source Capacities | Sets distributed solar/DG capacity; closest current bldgs-sector levers | Y | N | Y | N | possible action, new policy type
Distributed Generation Carve-out | Vermont | Utility annual load from distributed renewables must be 5.8% by 2025, and 20% by 2035. Annual increase is different based on supplier, but this is not modeled. Source: DSIRE | 5.8% 2025; 20% 2035 | VT | enacted | The State Policy Opportunity Tracker (SPOT) breaks clean energy policies down into “components”, which are binary questions to evaluate policy quality. Higher quality policies have more of their SPOT components fulfilled. | Electricity | https://www.spotforcleanenergy.org/state/Vermont/Generation_Carve-outs | SPOT – Generation Carve-outs in Vermont | BDESC | BAU Distribued Electricity Source Capacities | Sets distributed solar/DG capacity; closest current bldgs-sector levers | Y | N | Y | N | possible action, new policy type

## State Calculations
NJ
Note: All carveouts for distributed renewables are assumed to be distributed solar
| 2021 | 2022 | 2023 | 2024 | 2025 | 2026 | 2027 | 2028 | 2029 | 2030 | 2031 | 2032 | 2033 | 2034 | 2035 | 2036 | 2037 | 2038 | 2039 | 2040 | 2041 | 2042 | 2043 | 2044 | 2045 | 2046 | 2047 | 2048 | 2049 | 2050
Mandated Percent Distributed Solar | 0 | 0 | 0 | 0 | 0 | 0 | 0 | 0 | 0 | 0 | 0 | 0 | 0 | 0 | 0 | 0 | 0 | 0 | 0 | 0 | 0 | 0 | 0 | 0 | 0 | 0 | 0 | 0 | 0 | 0
Mandated Percent Distributed Solar Linear Interpolated | 0 | 0 | 0 | 0 | 0 | 0 | 0 | 0 | 0 | 0 | 0 | 0 | 0 | 0 | 0 | 0 | 0 | 0 | 0 | 0 | 0 | 0 | 0 | 0 | 0 | 0 | 0 | 0 | 0 | 0
Mandated MW Capacity Distributed Solar | 0 | 0 | 0 | 0 | 0 | 0 | 0 | 0 | 0 | 0 | 0 | 0 | 0 | 0 | 0 | 0 | 0 | 0 | 0 | 0 | 0 | 0 | 0 | 0 | 0 | 0 | 0 | 0 | 0 | 0
Commercial - Mandated MW Capacity Distributed Solar | 0 | 0 | 0 | 0 | 0 | 0 | 0 | 0 | 0 | 0 | 0 | 0 | 0 | 0 | 0 | 0 | 0 | 0 | 0 | 0 | 0 | 0 | 0 | 0 | 0 | 0 | 0 | 0 | 0 | 0
Urban Residential - Mandated MW Capacity Distributed Solar | 0 | 0 | 0 | 0 | 0 | 0 | 0 | 0 | 0 | 0 | 0 | 0 | 0 | 0 | 0 | 0 | 0 | 0 | 0 | 0 | 0 | 0 | 0 | 0 | 0 | 0 | 0 | 0 | 0 | 0
Rural Residential - Mandated MW Capacity Distributed Solar | 0 | 0 | 0 | 0 | 0 | 0 | 0 | 0 | 0 | 0 | 0 | 0 | 0 | 0 | 0 | 0 | 0 | 0 | 0 | 0 | 0 | 0 | 0 | 0 | 0 | 0 | 0 | 0 | 0 | 0
State | Percent distributed renewables | State Abbreviation | Target 1 | Percent 1 | Year 1 | Target 2 | Percent 2 | Year 2
Arizona | 4.5% 2025 | AZ | 4.5% 2025 | 0.045 | 2025
Colorado
Connecticut
Maryland
New Hampshire
New Jersey
Vermont | 5.8% 2025; 20% 2035 | VT | 5.8% 2025 | 0.058 | 2025 | 20% 2035 | 0.2 | 2035
Interpolation inputs (active state)
Interpolation start year (input) | 2025
Percent 1
Year 1
Percent 2
Year 2
Percent share MW distributed by type
| 2021 | 2022 | 2023 | 2024 | 2025 | 2026 | 2027 | 2028 | 2029 | 2030 | 2031 | 2032 | 2033 | 2034 | 2035 | 2036 | 2037 | 2038 | 2039 | 2040 | 2041 | 2042 | 2043 | 2044 | 2045 | 2046 | 2047 | 2048 | 2049 | 2050
Commercial | 0.52496 | 0.52496 | 0.52496 | 0.52496 | 0.52496 | 0.53781 | 0.54386 | 0.53989 | 0.53389 | 0.52871 | 0.52232 | 0.51576 | 0.50986 | 0.50577 | 0.50085 | 0.4956 | 0.49279 | 0.49003 | 0.48848 | 0.4864 | 0.48255 | 0.48029 | 0.47684 | 0.47397 | 0.47112 | 0.46946 | 0.46865 | 0.46807 | 0.46706 | 0.46685
Urban Residential | 0.44537 | 0.44537 | 0.44537 | 0.44537 | 0.44537 | 0.43332 | 0.42765 | 0.43137 | 0.43699 | 0.44185 | 0.44784 | 0.45399 | 0.45952 | 0.46336 | 0.46798 | 0.47289 | 0.47553 | 0.47811 | 0.47957 | 0.48152 | 0.48513 | 0.48725 | 0.49049 | 0.49318 | 0.49585 | 0.4974 | 0.49816 | 0.4987 | 0.49965 | 0.49985
Rural Residential | 0.029673 | 0.029673 | 0.029673 | 0.029673 | 0.029673 | 0.02887 | 0.028492 | 0.02874 | 0.029114 | 0.029438 | 0.029837 | 0.030247 | 0.030615 | 0.030871 | 0.031178 | 0.031506 | 0.031682 | 0.031854 | 0.031951 | 0.032081 | 0.032321 | 0.032463 | 0.032678 | 0.032858 | 0.033035 | 0.033139 | 0.03319 | 0.033226 | 0.033289 | 0.033302
Cambium total MW capacity lookup (active state)
Bracket index (last Cambium year <= this year) | 1 | 1 | 1 | 1 | 1 | 2 | 2 | 3 | 3 | 4 | 4 | 4 | 4 | 4 | 5 | 5 | 5 | 5 | 5 | 6 | 6 | 6 | 6 | 6 | 7 | 7 | 7 | 7 | 7 | 7
Total MW capacity, all technologies (linear interpolated) | 23381.2 | 23381.2 | 23381.2 | 23381.2 | 23769.3 | 24157.4 | 25887.9 | 27618.4 | 27716.05 | 27813.7 | 28868.48 | 29923.26 | 30978.04 | 32032.82 | 33087.6 | 32856.4 | 32625.2 | 32394 | 32162.8 | 31931.6 | 32017.34 | 32103.08 | 32188.82 | 32274.56 | 32360.3 | 32576.92 | 32793.54 | 33010.16 | 33226.78 | 33443.4
First Cambium row for active state | 225
Cambium reporting points (active state)
Offset from first row of state block | 0 | 1 | 2 | 3 | 4 | 5 | 6 | 7
Cambium reporting year | 2024 | 2026 | 2028 | 2030 | 2035 | 2040 | 2045 | 2050
Total MW capacity, all technologies (cols CQ:DI) | 23381.2 | 24157.4 | 27618.4 | 27813.7 | 33087.6 | 31931.6 | 32360.3 | 33443.4

## BDESC-commercial
MW | 2021 | 2022 | 2023 | 2024 | 2025 | 2026 | 2027 | 2028 | 2029 | 2030 | 2031 | 2032 | 2033 | 2034 | 2035 | 2036 | 2037 | 2038 | 2039 | 2040 | 2041 | 2042 | 2043 | 2044 | 2045 | 2046 | 2047 | 2048 | 2049 | 2050
hard coal | 0 | 0 | 0 | 0 | 0 | 0 | 0 | 0 | 0 | 0 | 0 | 0 | 0 | 0 | 0 | 0 | 0 | 0 | 0 | 0 | 0 | 0 | 0 | 0 | 0 | 0 | 0 | 0 | 0 | 0
natural gas steam turbine | 0 | 0 | 0 | 0 | 0 | 0 | 0 | 0 | 0 | 0 | 0 | 0 | 0 | 0 | 0 | 0 | 0 | 0 | 0 | 0 | 0 | 0 | 0 | 0 | 0 | 0 | 0 | 0 | 0 | 0
natural gas combined cycle | 0 | 0 | 0 | 0 | 0 | 38.3124 | 80.869 | 127.1382 | 175.9163 | 224.9783 | 236.4247 | 247.1722 | 257.0399 | 265.826 | 273.3068 | 273.3068 | 273.3068 | 273.3068 | 273.3068 | 273.3068 | 273.3068 | 273.3068 | 273.3068 | 273.3068 | 273.3068 | 273.3068 | 273.3068 | 273.3068 | 273.3068 | 273.3068
nuclear | 0 | 0 | 0 | 0 | 0 | 0 | 0 | 0 | 0 | 0 | 0 | 0 | 0 | 0 | 0 | 0 | 0 | 0 | 0 | 0 | 0 | 0 | 0 | 0 | 0 | 0 | 0 | 0 | 0 | 0
hydro | 0 | 0 | 0 | 0 | 0 | 0 | 0 | 0 | 0 | 0 | 0 | 0 | 0 | 0 | 0 | 0 | 0 | 0 | 0 | 0 | 0 | 0 | 0 | 0 | 0 | 0 | 0 | 0 | 0 | 0
onshore wind | 0 | 0 | 0 | 0 | 0 | 0 | 0 | 0 | 0 | 0 | 0 | 0 | 0 | 0 | 0 | 0 | 0 | 0 | 0 | 0 | 0 | 0 | 0 | 0 | 0 | 0 | 0 | 0 | 0 | 0
solar PV | 1444.5663 | 1444.5663 | 1444.5663 | 1444.5663 | 1444.5663 | 1602.3472 | 1729.2825 | 1787.7054 | 1822.3288 | 1861.1748 | 1890.6655 | 1913.6447 | 1939.1875 | 1977.501 | 2007.8472 | 2033.0394 | 2076.4893 | 2117.7245 | 2166.4221 | 2207.0405 | 2228.3635 | 2259.7817 | 2276.3303 | 2294.714 | 2309.4976 | 2332.1814 | 2359.7131 | 2387.0598 | 2407.2297 | 2432.7464
solar thermal | 0 | 0 | 0 | 0 | 0 | 0 | 0 | 0 | 0 | 0 | 0 | 0 | 0 | 0 | 0 | 0 | 0 | 0 | 0 | 0 | 0 | 0 | 0 | 0 | 0 | 0 | 0 | 0 | 0 | 0
biomass | 0 | 0 | 0 | 0 | 0 | 0 | 0 | 0 | 0 | 0 | 0 | 0 | 0 | 0 | 0 | 0 | 0 | 0 | 0 | 0 | 0 | 0 | 0 | 0 | 0 | 0 | 0 | 0 | 0 | 0
geothermal | 0 | 0 | 0 | 0 | 0 | 0 | 0 | 0 | 0 | 0 | 0 | 0 | 0 | 0 | 0 | 0 | 0 | 0 | 0 | 0 | 0 | 0 | 0 | 0 | 0 | 0 | 0 | 0 | 0 | 0
petroleum | 0 | 0 | 0 | 0 | 0 | 0 | 0 | 0 | 0 | 0 | 0 | 0 | 0 | 0 | 0 | 0 | 0 | 0 | 0 | 0 | 0 | 0 | 0 | 0 | 0 | 0 | 0 | 0 | 0 | 0
natural gas peaker | 0 | 0 | 0 | 0 | 0 | 0 | 0 | 0 | 0 | 0 | 0 | 0 | 0 | 0 | 0 | 0 | 0 | 0 | 0 | 0 | 0 | 0 | 0 | 0 | 0 | 0 | 0 | 0 | 0 | 0
lignite | 0 | 0 | 0 | 0 | 0 | 0 | 0 | 0 | 0 | 0 | 0 | 0 | 0 | 0 | 0 | 0 | 0 | 0 | 0 | 0 | 0 | 0 | 0 | 0 | 0 | 0 | 0 | 0 | 0 | 0
offshore wind | 0 | 0 | 0 | 0 | 0 | 0 | 0 | 0 | 0 | 0 | 0 | 0 | 0 | 0 | 0 | 0 | 0 | 0 | 0 | 0 | 0 | 0 | 0 | 0 | 0 | 0 | 0 | 0 | 0 | 0
crude oil | 0 | 0 | 0 | 0 | 0 | 0 | 0 | 0 | 0 | 0 | 0 | 0 | 0 | 0 | 0 | 0 | 0 | 0 | 0 | 0 | 0 | 0 | 0 | 0 | 0 | 0 | 0 | 0 | 0 | 0
heavy or residual fuel oil | 0 | 0 | 0 | 0 | 0 | 0 | 0 | 0 | 0 | 0 | 0 | 0 | 0 | 0 | 0 | 0 | 0 | 0 | 0 | 0 | 0 | 0 | 0 | 0 | 0 | 0 | 0 | 0 | 0 | 0
municipal solid waste | 0 | 0 | 0 | 0 | 0 | 0 | 0 | 0 | 0 | 0 | 0 | 0 | 0 | 0 | 0 | 0 | 0 | 0 | 0 | 0 | 0 | 0 | 0 | 0 | 0 | 0 | 0 | 0 | 0 | 0
hard coal w CCS | 0 | 0 | 0 | 0 | 0 | 0 | 0 | 0 | 0 | 0 | 0 | 0 | 0 | 0 | 0 | 0 | 0 | 0 | 0 | 0 | 0 | 0 | 0 | 0 | 0 | 0 | 0 | 0 | 0 | 0
natural gas combined cycle w CCS | 0 | 0 | 0 | 0 | 0 | 0 | 0 | 0 | 0 | 0 | 0 | 0 | 0 | 0 | 0 | 0 | 0 | 0 | 0 | 0 | 0 | 0 | 0 | 0 | 0 | 0 | 0 | 0 | 0 | 0
biomass w CCS | 0 | 0 | 0 | 0 | 0 | 0 | 0 | 0 | 0 | 0 | 0 | 0 | 0 | 0 | 0 | 0 | 0 | 0 | 0 | 0 | 0 | 0 | 0 | 0 | 0 | 0 | 0 | 0 | 0 | 0
lignite w CCS | 0 | 0 | 0 | 0 | 0 | 0 | 0 | 0 | 0 | 0 | 0 | 0 | 0 | 0 | 0 | 0 | 0 | 0 | 0 | 0 | 0 | 0 | 0 | 0 | 0 | 0 | 0 | 0 | 0 | 0
small modular reactor | 0 | 0 | 0 | 0 | 0 | 0 | 0 | 0 | 0 | 0 | 0 | 0 | 0 | 0 | 0 | 0 | 0 | 0 | 0 | 0 | 0 | 0 | 0 | 0 | 0 | 0 | 0 | 0 | 0 | 0
hydrogen combustion turbine | 0 | 0 | 0 | 0 | 0 | 0 | 0 | 0 | 0 | 0 | 0 | 0 | 0 | 0 | 0 | 0 | 0 | 0 | 0 | 0 | 0 | 0 | 0 | 0 | 0 | 0 | 0 | 0 | 0 | 0
hydrogen combined cycle | 0 | 0 | 0 | 0 | 0 | 0 | 0 | 0 | 0 | 0 | 0 | 0 | 0 | 0 | 0 | 0 | 0 | 0 | 0 | 0 | 0 | 0 | 0 | 0 | 0 | 0 | 0 | 0 | 0 | 0

## BDESC-urban-residential
MW | 2021 | 2022 | 2023 | 2024 | 2025 | 2026 | 2027 | 2028 | 2029 | 2030 | 2031 | 2032 | 2033 | 2034 | 2035 | 2036 | 2037 | 2038 | 2039 | 2040 | 2041 | 2042 | 2043 | 2044 | 2045 | 2046 | 2047 | 2048 | 2049 | 2050
hard coal | 0 | 0 | 0 | 0 | 0 | 0 | 0 | 0 | 0 | 0 | 0 | 0 | 0 | 0 | 0 | 0 | 0 | 0 | 0 | 0 | 0 | 0 | 0 | 0 | 0 | 0 | 0 | 0 | 0 | 0
natural gas steam turbine | 0 | 0 | 0 | 0 | 0 | 0 | 0 | 0 | 0 | 0 | 0 | 0 | 0 | 0 | 0 | 0 | 0 | 0 | 0 | 0 | 0 | 0 | 0 | 0 | 0 | 0 | 0 | 0 | 0 | 0
natural gas combined cycle | 0 | 0 | 0 | 0 | 0 | 0 | 0 | 0 | 0 | 0 | 0 | 0 | 0 | 0 | 0 | 0 | 0 | 0 | 0 | 0 | 0 | 0 | 0 | 0 | 0 | 0 | 0 | 0 | 0 | 0
nuclear | 0 | 0 | 0 | 0 | 0 | 0 | 0 | 0 | 0 | 0 | 0 | 0 | 0 | 0 | 0 | 0 | 0 | 0 | 0 | 0 | 0 | 0 | 0 | 0 | 0 | 0 | 0 | 0 | 0 | 0
hydro | 0 | 0 | 0 | 0 | 0 | 0 | 0 | 0 | 0 | 0 | 0 | 0 | 0 | 0 | 0 | 0 | 0 | 0 | 0 | 0 | 0 | 0 | 0 | 0 | 0 | 0 | 0 | 0 | 0 | 0
onshore wind | 0 | 0 | 0 | 0 | 0 | 0 | 0 | 0 | 0 | 0 | 0 | 0 | 0 | 0 | 0 | 0 | 0 | 0 | 0 | 0 | 0 | 0 | 0 | 0 | 0 | 0 | 0 | 0 | 0 | 0
solar PV | 1225.5674 | 1225.5674 | 1225.5674 | 1225.5674 | 1225.5674 | 1291.049 | 1359.7695 | 1428.3784 | 1491.5732 | 1555.4144 | 1621.08 | 1684.4486 | 1747.7428 | 1811.6594 | 1876.0703 | 1939.866 | 2003.7471 | 2066.1962 | 2126.8718 | 2184.8739 | 2240.2458 | 2292.5479 | 2341.4972 | 2387.7315 | 2430.7347 | 2470.9402 | 2508.3478 | 2543.2773 | 2575.2078 | 2604.7058
solar thermal | 0 | 0 | 0 | 0 | 0 | 0 | 0 | 0 | 0 | 0 | 0 | 0 | 0 | 0 | 0 | 0 | 0 | 0 | 0 | 0 | 0 | 0 | 0 | 0 | 0 | 0 | 0 | 0 | 0 | 0
biomass | 0 | 0 | 0 | 0 | 0 | 0 | 0 | 0 | 0 | 0 | 0 | 0 | 0 | 0 | 0 | 0 | 0 | 0 | 0 | 0 | 0 | 0 | 0 | 0 | 0 | 0 | 0 | 0 | 0 | 0
geothermal | 0 | 0 | 0 | 0 | 0 | 0 | 0 | 0 | 0 | 0 | 0 | 0 | 0 | 0 | 0 | 0 | 0 | 0 | 0 | 0 | 0 | 0 | 0 | 0 | 0 | 0 | 0 | 0 | 0 | 0
petroleum | 0 | 0 | 0 | 0 | 0 | 0 | 0 | 0 | 0 | 0 | 0 | 0 | 0 | 0 | 0 | 0 | 0 | 0 | 0 | 0 | 0 | 0 | 0 | 0 | 0 | 0 | 0 | 0 | 0 | 0
natural gas peaker | 0 | 0 | 0 | 0 | 0 | 0 | 0 | 0 | 0 | 0 | 0 | 0 | 0 | 0 | 0 | 0 | 0 | 0 | 0 | 0 | 0 | 0 | 0 | 0 | 0 | 0 | 0 | 0 | 0 | 0
lignite | 0 | 0 | 0 | 0 | 0 | 0 | 0 | 0 | 0 | 0 | 0 | 0 | 0 | 0 | 0 | 0 | 0 | 0 | 0 | 0 | 0 | 0 | 0 | 0 | 0 | 0 | 0 | 0 | 0 | 0
offshore wind | 0 | 0 | 0 | 0 | 0 | 0 | 0 | 0 | 0 | 0 | 0 | 0 | 0 | 0 | 0 | 0 | 0 | 0 | 0 | 0 | 0 | 0 | 0 | 0 | 0 | 0 | 0 | 0 | 0 | 0
crude oil | 0 | 0 | 0 | 0 | 0 | 0 | 0 | 0 | 0 | 0 | 0 | 0 | 0 | 0 | 0 | 0 | 0 | 0 | 0 | 0 | 0 | 0 | 0 | 0 | 0 | 0 | 0 | 0 | 0 | 0
heavy or residual fuel oil | 0 | 0 | 0 | 0 | 0 | 0 | 0 | 0 | 0 | 0 | 0 | 0 | 0 | 0 | 0 | 0 | 0 | 0 | 0 | 0 | 0 | 0 | 0 | 0 | 0 | 0 | 0 | 0 | 0 | 0
municipal solid waste | 0 | 0 | 0 | 0 | 0 | 0 | 0 | 0 | 0 | 0 | 0 | 0 | 0 | 0 | 0 | 0 | 0 | 0 | 0 | 0 | 0 | 0 | 0 | 0 | 0 | 0 | 0 | 0 | 0 | 0
hard coal w CCS | 0 | 0 | 0 | 0 | 0 | 0 | 0 | 0 | 0 | 0 | 0 | 0 | 0 | 0 | 0 | 0 | 0 | 0 | 0 | 0 | 0 | 0 | 0 | 0 | 0 | 0 | 0 | 0 | 0 | 0
natural gas combined cycle w CCS | 0 | 0 | 0 | 0 | 0 | 0 | 0 | 0 | 0 | 0 | 0 | 0 | 0 | 0 | 0 | 0 | 0 | 0 | 0 | 0 | 0 | 0 | 0 | 0 | 0 | 0 | 0 | 0 | 0 | 0
biomass w CCS | 0 | 0 | 0 | 0 | 0 | 0 | 0 | 0 | 0 | 0 | 0 | 0 | 0 | 0 | 0 | 0 | 0 | 0 | 0 | 0 | 0 | 0 | 0 | 0 | 0 | 0 | 0 | 0 | 0 | 0
lignite w CCS | 0 | 0 | 0 | 0 | 0 | 0 | 0 | 0 | 0 | 0 | 0 | 0 | 0 | 0 | 0 | 0 | 0 | 0 | 0 | 0 | 0 | 0 | 0 | 0 | 0 | 0 | 0 | 0 | 0 | 0
small modular reactor | 0 | 0 | 0 | 0 | 0 | 0 | 0 | 0 | 0 | 0 | 0 | 0 | 0 | 0 | 0 | 0 | 0 | 0 | 0 | 0 | 0 | 0 | 0 | 0 | 0 | 0 | 0 | 0 | 0 | 0
hydrogen combustion turbine | 0 | 0 | 0 | 0 | 0 | 0 | 0 | 0 | 0 | 0 | 0 | 0 | 0 | 0 | 0 | 0 | 0 | 0 | 0 | 0 | 0 | 0 | 0 | 0 | 0 | 0 | 0 | 0 | 0 | 0
hydrogen combined cycle | 0 | 0 | 0 | 0 | 0 | 0 | 0 | 0 | 0 | 0 | 0 | 0 | 0 | 0 | 0 | 0 | 0 | 0 | 0 | 0 | 0 | 0 | 0 | 0 | 0 | 0 | 0 | 0 | 0 | 0

## BDESC-rural-residential
MW | 2021 | 2022 | 2023 | 2024 | 2025 | 2026 | 2027 | 2028 | 2029 | 2030 | 2031 | 2032 | 2033 | 2034 | 2035 | 2036 | 2037 | 2038 | 2039 | 2040 | 2041 | 2042 | 2043 | 2044 | 2045 | 2046 | 2047 | 2048 | 2049 | 2050
hard coal | 0 | 0 | 0 | 0 | 0 | 0 | 0 | 0 | 0 | 0 | 0 | 0 | 0 | 0 | 0 | 0 | 0 | 0 | 0 | 0 | 0 | 0 | 0 | 0 | 0 | 0 | 0 | 0 | 0 | 0
natural gas steam turbine | 0 | 0 | 0 | 0 | 0 | 0 | 0 | 0 | 0 | 0 | 0 | 0 | 0 | 0 | 0 | 0 | 0 | 0 | 0 | 0 | 0 | 0 | 0 | 0 | 0 | 0 | 0 | 0 | 0 | 0
natural gas combined cycle | 0 | 0 | 0 | 0 | 0 | 0 | 0 | 0 | 0 | 0 | 0 | 0 | 0 | 0 | 0 | 0 | 0 | 0 | 0 | 0 | 0 | 0 | 0 | 0 | 0 | 0 | 0 | 0 | 0 | 0
nuclear | 0 | 0 | 0 | 0 | 0 | 0 | 0 | 0 | 0 | 0 | 0 | 0 | 0 | 0 | 0 | 0 | 0 | 0 | 0 | 0 | 0 | 0 | 0 | 0 | 0 | 0 | 0 | 0 | 0 | 0
hydro | 0 | 0 | 0 | 0 | 0 | 0 | 0 | 0 | 0 | 0 | 0 | 0 | 0 | 0 | 0 | 0 | 0 | 0 | 0 | 0 | 0 | 0 | 0 | 0 | 0 | 0 | 0 | 0 | 0 | 0
onshore wind | 0 | 0 | 0 | 0 | 0 | 0 | 0 | 0 | 0 | 0 | 0 | 0 | 0 | 0 | 0 | 0 | 0 | 0 | 0 | 0 | 0 | 0 | 0 | 0 | 0 | 0 | 0 | 0 | 0 | 0
solar PV | 81.6524 | 81.6524 | 81.6524 | 81.6524 | 81.6524 | 86.015 | 90.5935 | 95.1645 | 99.3748 | 103.6282 | 108.0031 | 112.225 | 116.4419 | 120.7003 | 124.9916 | 129.2419 | 133.4979 | 137.6586 | 141.701 | 145.5654 | 149.2545 | 152.7391 | 156.0003 | 159.0806 | 161.9456 | 164.6243 | 167.1165 | 169.4437 | 171.571 | 173.5363
solar thermal | 0 | 0 | 0 | 0 | 0 | 0 | 0 | 0 | 0 | 0 | 0 | 0 | 0 | 0 | 0 | 0 | 0 | 0 | 0 | 0 | 0 | 0 | 0 | 0 | 0 | 0 | 0 | 0 | 0 | 0
biomass | 0 | 0 | 0 | 0 | 0 | 0 | 0 | 0 | 0 | 0 | 0 | 0 | 0 | 0 | 0 | 0 | 0 | 0 | 0 | 0 | 0 | 0 | 0 | 0 | 0 | 0 | 0 | 0 | 0 | 0
geothermal | 0 | 0 | 0 | 0 | 0 | 0 | 0 | 0 | 0 | 0 | 0 | 0 | 0 | 0 | 0 | 0 | 0 | 0 | 0 | 0 | 0 | 0 | 0 | 0 | 0 | 0 | 0 | 0 | 0 | 0
petroleum | 0 | 0 | 0 | 0 | 0 | 0 | 0 | 0 | 0 | 0 | 0 | 0 | 0 | 0 | 0 | 0 | 0 | 0 | 0 | 0 | 0 | 0 | 0 | 0 | 0 | 0 | 0 | 0 | 0 | 0
natural gas peaker | 0 | 0 | 0 | 0 | 0 | 0 | 0 | 0 | 0 | 0 | 0 | 0 | 0 | 0 | 0 | 0 | 0 | 0 | 0 | 0 | 0 | 0 | 0 | 0 | 0 | 0 | 0 | 0 | 0 | 0
lignite | 0 | 0 | 0 | 0 | 0 | 0 | 0 | 0 | 0 | 0 | 0 | 0 | 0 | 0 | 0 | 0 | 0 | 0 | 0 | 0 | 0 | 0 | 0 | 0 | 0 | 0 | 0 | 0 | 0 | 0
offshore wind | 0 | 0 | 0 | 0 | 0 | 0 | 0 | 0 | 0 | 0 | 0 | 0 | 0 | 0 | 0 | 0 | 0 | 0 | 0 | 0 | 0 | 0 | 0 | 0 | 0 | 0 | 0 | 0 | 0 | 0
crude oil | 0 | 0 | 0 | 0 | 0 | 0 | 0 | 0 | 0 | 0 | 0 | 0 | 0 | 0 | 0 | 0 | 0 | 0 | 0 | 0 | 0 | 0 | 0 | 0 | 0 | 0 | 0 | 0 | 0 | 0
heavy or residual fuel oil | 0 | 0 | 0 | 0 | 0 | 0 | 0 | 0 | 0 | 0 | 0 | 0 | 0 | 0 | 0 | 0 | 0 | 0 | 0 | 0 | 0 | 0 | 0 | 0 | 0 | 0 | 0 | 0 | 0 | 0
municipal solid waste | 0 | 0 | 0 | 0 | 0 | 0 | 0 | 0 | 0 | 0 | 0 | 0 | 0 | 0 | 0 | 0 | 0 | 0 | 0 | 0 | 0 | 0 | 0 | 0 | 0 | 0 | 0 | 0 | 0 | 0
hard coal w CCS | 0 | 0 | 0 | 0 | 0 | 0 | 0 | 0 | 0 | 0 | 0 | 0 | 0 | 0 | 0 | 0 | 0 | 0 | 0 | 0 | 0 | 0 | 0 | 0 | 0 | 0 | 0 | 0 | 0 | 0
natural gas combined cycle w CCS | 0 | 0 | 0 | 0 | 0 | 0 | 0 | 0 | 0 | 0 | 0 | 0 | 0 | 0 | 0 | 0 | 0 | 0 | 0 | 0 | 0 | 0 | 0 | 0 | 0 | 0 | 0 | 0 | 0 | 0
biomass w CCS | 0 | 0 | 0 | 0 | 0 | 0 | 0 | 0 | 0 | 0 | 0 | 0 | 0 | 0 | 0 | 0 | 0 | 0 | 0 | 0 | 0 | 0 | 0 | 0 | 0 | 0 | 0 | 0 | 0 | 0
lignite w CCS | 0 | 0 | 0 | 0 | 0 | 0 | 0 | 0 | 0 | 0 | 0 | 0 | 0 | 0 | 0 | 0 | 0 | 0 | 0 | 0 | 0 | 0 | 0 | 0 | 0 | 0 | 0 | 0 | 0 | 0
small modular reactor | 0 | 0 | 0 | 0 | 0 | 0 | 0 | 0 | 0 | 0 | 0 | 0 | 0 | 0 | 0 | 0 | 0 | 0 | 0 | 0 | 0 | 0 | 0 | 0 | 0 | 0 | 0 | 0 | 0 | 0
hydrogen combustion turbine | 0 | 0 | 0 | 0 | 0 | 0 | 0 | 0 | 0 | 0 | 0 | 0 | 0 | 0 | 0 | 0 | 0 | 0 | 0 | 0 | 0 | 0 | 0 | 0 | 0 | 0 | 0 | 0 | 0 | 0
hydrogen combined cycle | 0 | 0 | 0 | 0 | 0 | 0 | 0 | 0 | 0 | 0 | 0 | 0 | 0 | 0 | 0 | 0 | 0 | 0 | 0 | 0 | 0 | 0 | 0 | 0 | 0 | 0 | 0 | 0 | 0 | 0

## SYDEC
MW | urban residential | rural residential | commercial
hard coal | 0 | 0 | 0
natural gas steam turbine | 0 | 0 | 0
natural gas combined cycle | 0 | 0 | 0
nuclear | 0 | 0 | 0
hydro | 0 | 0 | 0
onshore wind | 0 | 0 | 0
solar PV | 1225.5674 | 81.6524 | 1444.5663
solar thermal | 0 | 0 | 0
biomass | 0 | 0 | 0
geothermal | 0 | 0 | 0
petroleum | 0 | 0 | 0
natural gas peaker | 0 | 0 | 0
lignite | 0 | 0 | 0
offshore wind | 0 | 0 | 0
crude oil | 0 | 0 | 0
heavy or residual fuel oil | 0 | 0 | 0
municipal solid waste | 0 | 0 | 0
hard coal w CCS | 0 | 0 | 0
natural gas combined cycle w CCS | 0 | 0 | 0
biomass w CCS | 0 | 0 | 0
lignite w CCS | 0 | 0 | 0
small modular reactor | 0 | 0 | 0
hydrogen combustion turbine | 0 | 0 | 0
hydrogen combined cycle | 0 | 0 | 0